## BoQ1 (hidden)
Percentage BoQ
BoQ_Ver3.1 | Percentage | Normal | INR Only | INR
Select, At Par, Excess (+), Less (-) |  | IOCL
Tender Inviting Authority: Superintending Engineer, IWD, IIT, Kanpur
Name of Work: Renovation of D and F block Toilet of Hall -3.
Contract No: 08/C/D1/2024-25
Name of the Bidder/ Bidding Firm / Company :
PRICE SCHEDULE (This BOQ template must not be modified/replaced by the bidder and the same should be uploaded after filling the relevant columns, else the bidder is liable to be rejected for this tender. Bidders are allowed to enter the Bidder Name and Values only )
NUMBER # | TEXT # | TEXT # | NUMBER # | TEXT # | NUMBER | NUMBER | TEXT | TEXT # | NUMBER # | TEXT# | TEXT # | NUMBER # | NUMBER | NUMBER | NUMBER | NUMBER | TEXT | TEXT | NUMBER | NUMBER | NUMBER | NUMBER | TEXT | TEXT | NUMBER | NUMBER | NUMBER | NUMBER | TEXT | TEXT | NUMBER | NUMBER | NUMBER | NUMBER | TEXT | TEXT | NUMBER | NUMBER | NUMBER | NUMBER | TEXT | TEXT | NUMBER | NUMBER | NUMBER # | NUMBER # | TEXT | TEXT | NUMBER # | NUMBER # | DATE | NUMBER # | NUMBER # | TEXT #
Sl. No. | Item Description | Item Code / Make | Quantity | Units | Estimated Rate in Rs. P |  |  | Addition / Deduction | Addition / Deduction Values | Currency Convertion against each Item | Quoted Currency in INR / Other Currency | BASIC RATE In Figures To be entered by the Bidder Rs. P | Excise Duty | VAT | Freight Charges ( Unloading & Stacking) | Any Other Taxes/Duties/Levies |  |  | Other Taxes 2 | IIIrd Party i.e DGS&D / RITES etc Inspection Charges @0.34%+Service Tax | Less for Cenvat Credit,if any respect of Supplies Under full Excise Duty Category | [30 empty] | TOTAL AMOUNT Without Taxes in Rs. P | TOTAL AMOUNT With Taxes | TOTAL AMOUNT In Words
1 | 2 | 3 | 4 | 5 | 6 | 7 | 8 | 9 | 10 | 11 | 12 | 13 | 14 | 15 | 16 | 17 | 18 | 19 | 20 | 21 | 22 | 23 | 24 | 25 | 26 | 27 | 28 | 29 | 30 | 31 | 32 | 33 | 34 | 35 | 36 | 37 | 38 | 39 | 40 | 41 | 42 | 43 | 44 | 45 | 46 | 47 | 48 | 49 | 50 | 51 | 52 | 7 | 54 | 8
1 | EARTH WORK | [53 empty] | 1 | EARTH WORK
1.01 | Earth work in excavation by mechanical means (Hydraulic excavator) / manual means in foundation trenches or drains (not exceeding 1.5 m in width or 10 sqm on plan), including dressing of sides and ramming of bottoms, lift upto 1.5 m, including getting out the excavated soil and disposal of surplus excavated soil as directed, within a lead of 50 m. | [53 empty] | 1.01 | Earth work in excavation by mechanical means (Hydraulic excavator) / manual means in foundation trenches or drains (not exceeding 1.5 m in width or 10 sqm on plan), including dressing of sides and ramming of bottoms, lift upto 1.5 m, including getting out the excavated soil and disposal of surplus excavated soil as directed, within a lead of 50 m.
1.02 | All kinds of soil |  | 4 | cum | 251.51 |  |  | Excess(+) | 1 | Full Conversion | INR | [40 empty] | #VALUE! | #VALUE! | #VALUE! | 1.02 | All kinds of soil | 4 | cum
1.03 | Excavating trenches of required width for pipes, cables, etc including excavation for sockets, and dressing of sides, ramming of bottoms, depth upto 1.5 m, including getting out the excavated soil, and then returning the soil as required, in layers not exceeding 20 cm in depth, including consolidating each deposited layer by ramming, watering, etc. and disposing of surplus excavated soil as directed, within a lead of 50 m : | [53 empty] | 1.03 | Excavating trenches of required width for pipes, cables, etc including excavation for sockets, and dressing of sides, ramming of bottoms, depth upto 1.5 m, including getting out the excavated soil, and then returning the soil as required, in layers not exceeding 20 cm in depth, including consolidating each deposited layer by ramming, watering, etc. and disposing of surplus excavated soil as directed, within a lead of 50 m :
1.04 | All kinds of soil | [53 empty] | 1.04 | All kinds of soil
1.05 | Pipes, cables etc. exceeding 80 mm dia. but not exceeding 300 mm dia |  | 13.5 | metre | 365.94 |  |  | Excess(+) | 1 | Full Conversion | INR | [40 empty] | #VALUE! | #VALUE! | #VALUE! | 1.05 | Pipes, cables etc. exceeding 80 mm dia. but not exceeding 300 mm dia | 13.5 | metre
1.06 | Surface dressing of the ground including removing vegetation and in- equalities not exceeding 15 cm deep and disposal of rubbish, lead up to 50 m and lift up to 1.5 m. | [53 empty] | 1.06 | Surface dressing of the ground including removing vegetation and in- equalities not exceeding 15 cm deep and disposal of rubbish, lead up to 50 m and lift up to 1.5 m.
1.07 | All kinds of soil |  | 55 | sqm | 24.68 |  |  | Excess(+) | 1 | Full Conversion | INR | [40 empty] | #VALUE! | #VALUE! | #VALUE! | 1.07 | All kinds of soil | 55 | sqm
2 | CEMENT CONCRETE (CAST IN SITU) | [53 empty] | 2 | CEMENT CONCRETE (CAST IN SITU)
2.01 | Providing and laying in position cement concrete of specified grade excluding the cost of centering and shuttering - All work up to plinth level : | [53 empty] | 2.01 | Providing and laying in position cement concrete of specified grade excluding the cost of centering and shuttering - All work up to plinth level :
2.02 | 1:2:4 (1 cement : 2 coarse sand (zone-III) derived from natural sources : 4 graded stone aggregate 20 mm nominal size derived from natural sources) |  | 9.38 | cum | 6457.83 |  |  | Excess(+) | 1 | Full Conversion | INR | [40 empty] | #VALUE! | #VALUE! | #VALUE! | 2.02 | 1:2:4 (1 cement : 2 coarse sand (zone-III) derived from natural sources : 4 graded stone aggregate 20 mm nominal size derived from natural sources) | 9.38 | cum
2.03 | Providing and laying cement concrete in retaining walls, return walls, walls (any thickness) including attached pilasters, columns, piers, abutments, pillars, posts, struts, buttresses, string or lacing courses, parapets, coping, bed blocks, anchor blocks, plain window sills, fillets, sunken floor etc., up to floor five level, excluding the cost of centering, shuttering and finishing: | [53 empty] | 2.03 | Providing and laying cement concrete in retaining walls, return walls, walls (any thickness) including attached pilasters, columns, piers, abutments, pillars, posts, struts, buttresses, string or lacing courses, parapets, coping, bed blocks, anchor blocks, plain window sills, fillets, sunken floor etc., up to floor five level, excluding the cost of centering, shuttering and finishing:
2.04 | 1:2:4 (1 Cement : 2 coarse sand (zone-III) derived from natural sources : 4 graded stone aggregate 20 mm nominal size derived from natural sources) |  | 6.6 | cum | 8220.25 |  |  | Excess(+) | 1 | Full Conversion | INR | [40 empty] | #VALUE! | #VALUE! | #VALUE! | 2.04 | 1:2:4 (1 Cement : 2 coarse sand (zone-III) derived from natural sources : 4 graded stone aggregate 20 mm nominal size derived from natural sources) | 6.6 | cum
2.05 | Making plinth protection 50mm thick of cement concrete 1:3:6 (1 cement : 3 coarse sand (zone-III) derived from natural sources : 6 graded stone aggregate 20 mm nominal size derived from natural sources) over 75mm thick bed of dry brick ballast 40 mm nominal size, well rammed and consolidated and grouted with fine sand, including necessary excavation, levelling & dressing & finishing the top smooth. |  | 11.45 | sqm | 597.68 |  |  | Excess(+) | 1 | Full Conversion | INR | [40 empty] | #VALUE! | #VALUE! | #VALUE! | 2.05 | Making plinth protection 50mm thick of cement concrete 1:3:6 (1 cement : 3 coarse sand (zone-III) derived from natural sources : 6 graded stone aggregate 20 mm nominal size derived from natural sources) over 75mm thick bed of dry brick ballast 40 mm nominal size, well rammed and consolidated and grouted with fine sand, including necessary excavation, levelling & dressing & finishing the top smooth. | 11.45 | sqm
3 | REINFORCED CEMENT CONCRETE | [53 empty] | 3 | REINFORCED CEMENT CONCRETE
3.01 | Reinforced cement concrete work in beams, suspended floors, roofs having slope up to 15° landings, balconies, shelves, chajjas, lintels, bands, plain window sills, staircases and spiral stair cases above plinth level up to floor five level, excluding the cost of centering, shuttering, finishing and reinforcement with 1:1.5:3 (1 cement : 1.5 coarse sand(zone-III) derived from natural sources : 3 graded stone aggregate 20 mm nominal size derived from natural sources). |  | 0.55 | cum | 9398.77 |  |  | Excess(+) | 1 | Full Conversion | INR | [40 empty] | #VALUE! | #VALUE! | #VALUE! | 3.01 | Reinforced cement concrete work in beams, suspended floors, roofs having slope up to 15° landings, balconies, shelves, chajjas, lintels, bands, plain window sills, staircases and spiral stair cases above plinth level up to floor five level, excluding the cost of centering, shuttering, finishing and reinforcement with 1:1.5:3 (1 cement : 1.5 coarse sand(zone-III) derived from natural sources : 3 graded stone aggregate 20 mm nominal size derived from natural sources). | 0.55 | cum
3.02 | Centering and shuttering including strutting, propping etc. and removal of form for | [53 empty] | 3.02 | Centering and shuttering including strutting, propping etc. and removal of form for
3.03 | Foundations, footings, bases of columns, etc. for mass concrete |  | 54 | sqm | 270.01 |  |  | Excess(+) | 1 | Full Conversion | INR | [40 empty] | #VALUE! | #VALUE! | #VALUE! | 3.03 | Foundations, footings, bases of columns, etc. for mass concrete | 54 | sqm
3.04 | Shelves (Cast in situ) |  | 6.9 | sqm | 672.12 |  |  | Excess(+) | 1 | Full Conversion | INR | [40 empty] | #VALUE! | #VALUE! | #VALUE! | 3.04 | Shelves (Cast in situ) | 6.9 | sqm
3.05 | Steel reinforcement for R.C.C. work including straightening, cutting, bending, placing in position and binding all complete above plinth level. | [53 empty] | 3.05 | Steel reinforcement for R.C.C. work including straightening, cutting, bending, placing in position and binding all complete above plinth level.
3.06 | Thermo-Mechanically Treated bars of grade Fe-500D or more. |  | 42 | kg | 78.61 |  |  | Excess(+) | 1 | Full Conversion | INR | [40 empty] | #VALUE! | #VALUE! | #VALUE! | 3.06 | Thermo-Mechanically Treated bars of grade Fe-500D or more. | 42 | kg
4 | MASONRY WORK | [53 empty] | 4 | MASONRY WORK
4.01 | Brick work with common burnt clay modular bricks of class designation 7.5 in foundation and plinth in: | [53 empty] | 4.01 | Brick work with common burnt clay modular bricks of class designation 7.5 in foundation and plinth in:
4.02 | Cement Mortar 1:6 (1 cement : 6 coarse sand). |  | 3.31 | cum | 4866.24 |  |  | Excess(+) | 1 | Full Conversion | INR | [40 empty] | #VALUE! | #VALUE! | #VALUE! | 4.02 | Cement Mortar 1:6 (1 cement : 6 coarse sand). | 3.31 | cum
4.03 | Brick work with common burnt clay F.P.S. (non modular) bricks of class designation 7.5 in superstructure above plinth level up to floor V level in all shapes and sizes in : | [53 empty] | 4.03 | Brick work with common burnt clay F.P.S. (non modular) bricks of class designation 7.5 in superstructure above plinth level up to floor V level in all shapes and sizes in :
4.04 | Cement mortar 1:6 (1 cement : 6 coarse sand) |  | 6.6 | cum | 7267.3 |  |  | Excess(+) | 1 | Full Conversion | INR | [40 empty] | #VALUE! | #VALUE! | #VALUE! | 4.04 | Cement mortar 1:6 (1 cement : 6 coarse sand) | 6.6 | cum
4.05 | Brick work 7 cm thick with common burnt clay F.P.S. (non modular) brick of class designation 7.5 in cement mortar 1:3 (1 cement : 3 coarse sand) in superstructure above plinth level and upto floor five level. |  | 143 | sqm | 718.24 |  |  | Excess(+) | 1 | Full Conversion | INR | [40 empty] | #VALUE! | #VALUE! | #VALUE! | 4.05 | Brick work 7 cm thick with common burnt clay F.P.S. (non modular) brick of class designation 7.5 in cement mortar 1:3 (1 cement : 3 coarse sand) in superstructure above plinth level and upto floor five level. | 143 | sqm
4.06 | Half brick masonry with common burnt clay F.P.S. (non modular) bricks of class designation 7.5 in superstructure above plinth level up to floor V level. | [53 empty] | 4.06 | Half brick masonry with common burnt clay F.P.S. (non modular) bricks of class designation 7.5 in superstructure above plinth level up to floor V level.
4.07 | Cement mortar 1:4 (1 cement :4 coarse sand) |  | 131 | sqm | 892.63 |  |  | Excess(+) | 1 | Full Conversion | INR | [40 empty] | #VALUE! | #VALUE! | #VALUE! | 4.07 | Cement mortar 1:4 (1 cement :4 coarse sand) | 131 | sqm
4.08 | Brick edging 7cm wide 11.4 cm deep to plinth protection with common burnt clay F.P.S. (non modular) bricks of class designation 7.5 including grouting with cement mortar 1:4 (1 cement : 4 fine sand). |  | 20 | metre | 48.93 |  |  | Excess(+) | 1 | Full Conversion | INR | [40 empty] | #VALUE! | #VALUE! | #VALUE! | 4.08 | Brick edging 7cm wide 11.4 cm deep to plinth protection with common burnt clay F.P.S. (non modular) bricks of class designation 7.5 including grouting with cement mortar 1:4 (1 cement : 4 fine sand). | 20 | metre
5 | CLADDING WORK | [53 empty] | 5 | CLADDING WORK
5.01 | Providing and fixing 18 mm thick gang saw cut, mirror polished, premoulded and prepolished, machine cut for kitchen platforms, vanity counters, window sills, facias and similar locations of required size, approved shade, colour and texture laid over 20 mm thick base cement mortar 1:4 (1 cement : 4 coarse sand), joints treated with white cement, mixed with matching pigment, epoxy touch ups, including rubbing, curing, moulding and polishing of edges to give high gloss finish etc. complete at all levels. | [53 empty] | 5.01 | Providing and fixing 18 mm thick gang saw cut, mirror polished, premoulded and prepolished, machine cut for kitchen platforms, vanity counters, window sills, facias and similar locations of required size, approved shade, colour and texture laid over 20 mm thick base cement mortar 1:4 (1 cement : 4 coarse sand), joints treated with white cement, mixed with matching pigment, epoxy touch ups, including rubbing, curing, moulding and polishing of edges to give high gloss finish etc. complete at all levels.
5.02 | Granite stone slab of colour black, Cherry/Ruby red | [53 empty] | 5.02 | Granite stone slab of colour black, Cherry/Ruby red
5.03 | Area of slab over 0.50 sqm |  | 6.45 | sqm | 3880.18 |  |  | Excess(+) | 1 | Full Conversion | INR | [40 empty] | #VALUE! | #VALUE! | #VALUE! | 5.03 | Area of slab over 0.50 sqm | 6.45 | sqm
5.04 | Providing edge moulding to 18 mm thick marble stone counters, Vanities etc., including machine polishing to edge to give high gloss finish etc. complete as per design approved by Engineer-in-Charge. | [53 empty] | 5.04 | Providing edge moulding to 18 mm thick marble stone counters, Vanities etc., including machine polishing to edge to give high gloss finish etc. complete as per design approved by Engineer-in-Charge.
5.05 | Granite work |  | 10 | metre | 367.25 |  |  | Excess(+) | 1 | Full Conversion | INR | [40 empty] | #VALUE! | #VALUE! | #VALUE! | 5.05 | Granite work | 10 | metre
5.06 | Extra for providing opening of required size & shape for wash basin/ kitchen sink in kitchen platform, vanity counter and similar location in marble/ Granite/ stone work, including necessary holes for pillar taps etc. including moulding, rubbing and polishing of cut edges etc. complete. |  | 12 | each | 708.59 |  |  | Excess(+) | 1 | Full Conversion | INR | [40 empty] | #VALUE! | #VALUE! | #VALUE! | 5.06 | Extra for providing opening of required size & shape for wash basin/ kitchen sink in kitchen platform, vanity counter and similar location in marble/ Granite/ stone work, including necessary holes for pillar taps etc. including moulding, rubbing and polishing of cut edges etc. complete. | 12 | each
5.07 | Mirror polishing on marble work/Granite work/stone work where ever required to give high gloss finish complete. |  | 220 | sqm | 366.16 |  |  | Excess(+) | 1 | Full Conversion | INR | [40 empty] | #VALUE! | #VALUE! | #VALUE! | 5.07 | Mirror polishing on marble work/Granite work/stone work where ever required to give high gloss finish complete. | 220 | sqm
5.08 | Providing and fixing 75 mm high, 50 mm deep and 18 mm thick stone slab table rubbed, edges rounded and polished, fixed in urinal partitions by cutting a chase of appropriate width with chase cutter and embedding the stone in the chase with epoxy grout or with cement concrete 1:2:4 (1 cement : 2 coarse sand : 4 graded stone aggregate 6 mm nominal size) as per direction of Engineer-in-charge and finished smooth. | [53 empty] | 5.08 | Providing and fixing 75 mm high, 50 mm deep and 18 mm thick stone slab table rubbed, edges rounded and polished, fixed in urinal partitions by cutting a chase of appropriate width with chase cutter and embedding the stone in the chase with epoxy grout or with cement concrete 1:2:4 (1 cement : 2 coarse sand : 4 graded stone aggregate 6 mm nominal size) as per direction of Engineer-in-charge and finished smooth.
5.09 | Granite Stone of approved shade |  | 7.56 | sqm | 3106.4 |  |  | Excess(+) | 1 | Full Conversion | INR | [40 empty] | #VALUE! | #VALUE! | #VALUE! | 5.09 | Granite Stone of approved shade | 7.56 | sqm
5.1 | Providing and fixing Ist quality ceramic glazed wall tiles conforming to IS: 15622 (thickness to be specified by the manufacturer), of approved make, in all colours, shades except burgundy, bottle green, black of any size as approved by Engineer-in-Charge, in skirting, risers of steps and dados, over 12 mm thick bed of cement mortar 1:3 (1 cement : 3 coarse sand) and jointing with grey cement slurry @ 3.3kg per sqm, including pointing in white cement mixed with pigment of matching shade complete. |  | 600 | sqm | 932.44 |  |  | Excess(+) | 1 | Full Conversion | INR | [40 empty] | #VALUE! | #VALUE! | #VALUE! | 5.1 | Providing and fixing Ist quality ceramic glazed wall tiles conforming to IS: 15622 (thickness to be specified by the manufacturer), of approved make, in all colours, shades except burgundy, bottle green, black of any size as approved by Engineer-in-Charge, in skirting, risers of steps and dados, over 12 mm thick bed of cement mortar 1:3 (1 cement : 3 coarse sand) and jointing with grey cement slurry @ 3.3kg per sqm, including pointing in white cement mixed with pigment of matching shade complete. | 600 | sqm
6 | WOOD AND P. V. C. WORK | [53 empty] | 6 | WOOD AND P. V. C. WORK
6.01 | Providing and fixing panelling or panelling and glazing in panelled or panelled and glazed shutters for doors, windows and clerestory windows (Area of opening for panel inserts excluding portion inside grooves or rebates to be measured). Panelling for panelled or panelled and glazed shutters 25 mm to 40 mm thick : | [53 empty] | 6.01 | Providing and fixing panelling or panelling and glazing in panelled or panelled and glazed shutters for doors, windows and clerestory windows (Area of opening for panel inserts excluding portion inside grooves or rebates to be measured). Panelling for panelled or panelled and glazed shutters 25 mm to 40 mm thick :
6.02 | Fly proof stainless steel grade 304 wire gauge with 0.5 mm dia. wire and 1.4mm wide aperture with matching wood beading |  | 17.5 | sqm | 1334.15 |  |  | Excess(+) | 1 | Full Conversion | INR | [40 empty] | #VALUE! | #VALUE! | #VALUE! | 6.02 | Fly proof stainless steel grade 304 wire gauge with 0.5 mm dia. wire and 1.4mm wide aperture with matching wood beading | 17.5 | sqm
6.03 | Providing and fixing ISI marked flush door shutters conforming to IS : 2202 (Part I) non-decorative type, core of block board construction with frame of 1st class hard wood and well matched commercial 3 ply veneering with vertical grains or cross bands and face veneers on both faces of shutters: | [53 empty] | 6.03 | Providing and fixing ISI marked flush door shutters conforming to IS : 2202 (Part I) non-decorative type, core of block board construction with frame of 1st class hard wood and well matched commercial 3 ply veneering with vertical grains or cross bands and face veneers on both faces of shutters:
6.04 | 35 mm thick including ISI marked Stainless Steel butt hinges with necessary screws |  | 10 | sqm | 1767.43 |  |  | Excess(+) | 1 | Full Conversion | INR | [40 empty] | #VALUE! | #VALUE! | #VALUE! | 6.04 | 35 mm thick including ISI marked Stainless Steel butt hinges with necessary screws | 10 | sqm
6.05 | Providing and fixing aluminium sliding door bolts, ISI marked anodised (anodic coating not less than grade AC 10 as per IS : 1868), transparent or dyed to required colour or shade, with nuts and screws etc. complete : | [53 empty] | 6.05 | Providing and fixing aluminium sliding door bolts, ISI marked anodised (anodic coating not less than grade AC 10 as per IS : 1868), transparent or dyed to required colour or shade, with nuts and screws etc. complete :
6.06 | 300x16 mm |  | 6 | each | 228.23 |  |  | Excess(+) | 1 | Full Conversion | INR | [40 empty] | #VALUE! | #VALUE! | #VALUE! | 6.06 | 300x16 mm | 6 | each
6.07 | Providing and fixing aluminium tower bolts, ISI marked, anodised (anodic coating not less than grade AC 10 as per IS : 1868 ) transparent or dyed to required colour or shade, with necessary screws etc. complete : | [53 empty] | 6.07 | Providing and fixing aluminium tower bolts, ISI marked, anodised (anodic coating not less than grade AC 10 as per IS : 1868 ) transparent or dyed to required colour or shade, with necessary screws etc. complete :
6.08 | 150x10 mm |  | 54 | each | 66.24 |  |  | Excess(+) | 1 | Full Conversion | INR | [40 empty] | #VALUE! | #VALUE! | #VALUE! | 6.08 | 150x10 mm | 54 | each
6.09 | Providing and fixing aluminium handles, ISI marked, anodised (anodic coating not less than grade AC 10 as per IS : 1868) transparent or dyed to required colour or shade, with necessary screws etc. complete : | [53 empty] | 6.09 | Providing and fixing aluminium handles, ISI marked, anodised (anodic coating not less than grade AC 10 as per IS : 1868) transparent or dyed to required colour or shade, with necessary screws etc. complete :
6.1 | 125 mm |  | 12 | each | 52.65 |  |  | Excess(+) | 1 | Full Conversion | INR | [40 empty] | #VALUE! | #VALUE! | #VALUE! | 6.1 | 125 mm | 12 | each
6.11 | Providing and fixing to existing door frames. | [53 empty] | 6.11 | Providing and fixing to existing door frames.
6.12 | 25 mm thick PVC flush door shutters made out of a one piece Multi chamber extruded PVC section of the size of 762 mm X 25 mm or less as per requirement with an average wall thickness of 1 mm (± 0.3 mm). PVC foam end cap of size 23x10 mm are provided on both vertical edges to ensure the overall thickness of 25 mm. M.S. tube having dimensions 19 mm x 19 mm and 1.0 mm (± 0.1 mm) is inserted along the hinge side of the door. Core of the door shutter should be filled with High Density Polyurethane foam. The Top & Bottom edges of the shutter are covered with an end-cap of the size 25 mm X 11 mm. Door shutter shall be reinforced with special polymeric reinforcements as per manufacturer’s specification and direction of Engineer-in-charge to take up necessary hardware and fixtures. Stickers indicating the locations of hardware will be pasted at appropriate places |  | 58 | sqm | 2290.4 |  |  | Excess(+) | 1 | Full Conversion | INR | [40 empty] | #VALUE! | #VALUE! | #VALUE! | 6.12 | 25 mm thick PVC flush door shutters made out of a one piece Multi chamber extruded PVC section of the size of 762 mm X 25 mm or less as per requirement with an average wall thickness of 1 mm (± 0.3 mm). PVC foam end cap of size 23x10 mm are provided on both vertical edges to ensure the overall thickness of 25 mm. M.S. tube having dimensions 19 mm x 19 mm and 1.0 mm (± 0.1 mm) is inserted along the hinge side of the door. Core of the door shutter should be filled with High Density Polyurethane foam. The Top & Bottom edges of the shutter are covered with an end-cap of the size 25 mm X 11 mm. Door shutter shall be reinforced with special polymeric reinforcements as per manufacturer’s specification and direction of Engineer-in-charge to take up necessary hardware and fixtures. Stickers indicating the locations of hardware will be pasted at appropriate places | 58 | sqm
6.13 | Providing and fixing bright /matt finished Stainless Steel handles of approved quality & make with necessary screws etc all complete. | [53 empty] | 6.13 | Providing and fixing bright /matt finished Stainless Steel handles of approved quality & make with necessary screws etc all complete.
6.14 | 125 mm |  | 48 | each | 88.08 |  |  | Excess(+) | 1 | Full Conversion | INR | [40 empty] | #VALUE! | #VALUE! | #VALUE! | 6.14 | 125 mm | 48 | each
7 | FLOORING | [53 empty] | 7 | FLOORING
7.01 | Kota stone slab flooring over 20 mm (average) thick base laid over and jointed with grey cement slurry mixed with pigment to match the shade of the slab, including rubbing and polishing complete with base of cement mortar 1 : 4 (1 cement : 4 coarse sand) : | [53 empty] | 7.01 | Kota stone slab flooring over 20 mm (average) thick base laid over and jointed with grey cement slurry mixed with pigment to match the shade of the slab, including rubbing and polishing complete with base of cement mortar 1 : 4 (1 cement : 4 coarse sand) :
7.02 | 25 mm thick |  | 181 | sqm | 1496.36 |  |  | Excess(+) | 1 | Full Conversion | INR | [40 empty] | #VALUE! | #VALUE! | #VALUE! | 7.02 | 25 mm thick | 181 | sqm
7.03 | Kota stone slabs 20 mm thick in risers of steps, skirting, dado and pillars laid on 12 mm (average) thick cement mortar 1:3 (1 cement: 3 coarse sand) and jointed with grey cement slurry mixed with pigment to match the shade of the slabs, including rubbing and polishing complete. |  | 39 | sqm | 1787.42 |  |  | Excess(+) | 1 | Full Conversion | INR | [40 empty] | #VALUE! | #VALUE! | #VALUE! | 7.03 | Kota stone slabs 20 mm thick in risers of steps, skirting, dado and pillars laid on 12 mm (average) thick cement mortar 1:3 (1 cement: 3 coarse sand) and jointed with grey cement slurry mixed with pigment to match the shade of the slabs, including rubbing and polishing complete. | 39 | sqm
8 | ROOFING | [53 empty] | 8 | ROOFING
8.01 | Making khurras 45x45 cm with average minimum thickness of 5 cm cement concrete 1:2:4 (1 cement : 2 coarse sand : 4 graded stone aggregate of 20 mm nominal size) over P.V.C. sheet 1 m x1 m x 400 micron, finished with 12 mm cement plaster 1:3 (1 cement : 3 coarse sand) and a coat of neat cement, rounding the edges and making and finishing the outlet complete. |  | 2 | each | 233.76 |  |  | Excess(+) | 1 | Full Conversion | INR | [40 empty] | #VALUE! | #VALUE! | #VALUE! | 8.01 | Making khurras 45x45 cm with average minimum thickness of 5 cm cement concrete 1:2:4 (1 cement : 2 coarse sand : 4 graded stone aggregate of 20 mm nominal size) over P.V.C. sheet 1 m x1 m x 400 micron, finished with 12 mm cement plaster 1:3 (1 cement : 3 coarse sand) and a coat of neat cement, rounding the edges and making and finishing the outlet complete. | 2 | each
9 | FINISHING | [53 empty] | 9 | FINISHING
9.01 | 12 mm cement plaster of mix : | [53 empty] | 9.01 | 12 mm cement plaster of mix :
9.02 | 1:6 (1 cement: 6 coarse sand) |  | 40 | sqm | 258.09 |  |  | Excess(+) | 1 | Full Conversion | INR | [40 empty] | #VALUE! | #VALUE! | #VALUE! | 9.02 | 1:6 (1 cement: 6 coarse sand) | 40 | sqm
9.03 | 15 mm cement plaster on rough side of single or half brick wall of mix: | [53 empty] | 9.03 | 15 mm cement plaster on rough side of single or half brick wall of mix:
9.04 | 1:4 (1 cement: 4 coarse sand) |  | 92 | sqm | 310.83 |  |  | Excess(+) | 1 | Full Conversion | INR | [40 empty] | #VALUE! | #VALUE! | #VALUE! | 9.04 | 1:4 (1 cement: 4 coarse sand) | 92 | sqm
9.05 | 1:6 (1 cement: 6 coarse sand) |  | 281 | sqm | 297.33 |  |  | Excess(+) | 1 | Full Conversion | INR | [40 empty] | #VALUE! | #VALUE! | #VALUE! | 9.05 | 1:6 (1 cement: 6 coarse sand) | 281 | sqm
9.06 | 6 mm cement plaster of mix : | [53 empty] | 9.06 | 6 mm cement plaster of mix :
9.07 | 1:3 (1 cement : 3 fine sand) |  | 53 | sqm | 221.88 |  |  | Excess(+) | 1 | Full Conversion | INR | [40 empty] | #VALUE! | #VALUE! | #VALUE! | 9.07 | 1:3 (1 cement : 3 fine sand) | 53 | sqm
9.08 | Neat cement punning. |  | 9 | sqm | 59.45 |  |  | Excess(+) | 1 | Full Conversion | INR | [40 empty] | #VALUE! | #VALUE! | #VALUE! | 9.08 | Neat cement punning. | 9 | sqm
9.09 | Distempering with 1st quality acrylic distemper (ready mixed) having VOC content less than 50 gms/litre, of approved manufacturer, of required shade and colour complete, as per manufacturer's specification. | [53 empty] | 9.09 | Distempering with 1st quality acrylic distemper (ready mixed) having VOC content less than 50 gms/litre, of approved manufacturer, of required shade and colour complete, as per manufacturer's specification.
9.1 | Two or more coats on new work |  | 476 | sqm | 81.32 |  |  | Excess(+) | 1 | Full Conversion | INR | [40 empty] | #VALUE! | #VALUE! | #VALUE! | 9.1 | Two or more coats on new work | 476 | sqm
9.11 | Painting with synthetic enamel paint of approved brand and manufacture of required colour to give an even shade : | [53 empty] | 9.11 | Painting with synthetic enamel paint of approved brand and manufacture of required colour to give an even shade :
9.12 | Two or more coats on new work over an under coat of suitable shade with ordinary paint of approved brand and manufacture |  | 29 | sqm | 167.82 |  |  | Excess(+) | 1 | Full Conversion | INR | [40 empty] | #VALUE! | #VALUE! | #VALUE! | 9.12 | Two or more coats on new work over an under coat of suitable shade with ordinary paint of approved brand and manufacture | 29 | sqm
9.13 | Providing and applying white cement based putty of average thickness 1 mm, of approved brand and manufacturer, over the plastered wall surface to prepare the surface even and smooth complete. |  | 476 | sqm | 108.59 |  |  | Excess(+) | 1 | Full Conversion | INR | [40 empty] | #VALUE! | #VALUE! | #VALUE! | 9.13 | Providing and applying white cement based putty of average thickness 1 mm, of approved brand and manufacturer, over the plastered wall surface to prepare the surface even and smooth complete. | 476 | sqm
9.14 | Finishing walls with Premium Acrylic Smooth exterior paint with Silicone additives of required shade | [53 empty] | 9.14 | Finishing walls with Premium Acrylic Smooth exterior paint with Silicone additives of required shade
9.15 | Old work (one or more coats applied @ 0.83 ltr/10 sqm). |  | 225 | sqm | 64.97 |  |  | Excess(+) | 1 | Full Conversion | INR | [40 empty] | #VALUE! | #VALUE! | #VALUE! | 9.15 | Old work (one or more coats applied @ 0.83 ltr/10 sqm). | 225 | sqm
10 | REPAIRS TO BUILDING | [53 empty] | 10 | REPAIRS TO BUILDING
10.01 | Cutting holes of required size in brick masonry wall for fixing of exhaust fan including providing and fixing 300 mm dia PVC pipe conforming BIS-12818 and making good the same etc. complete as per direction of Engineer-in-charge. |  | 12 | each | 213.15 |  |  | Excess(+) | 1 | Full Conversion | INR | [40 empty] | #VALUE! | #VALUE! | #VALUE! | 10.01 | Cutting holes of required size in brick masonry wall for fixing of exhaust fan including providing and fixing 300 mm dia PVC pipe conforming BIS-12818 and making good the same etc. complete as per direction of Engineer-in-charge. | 12 | each
10.02 | Dismantling W.C. Pan of all sizes including disposal of dismantled materials i/c malba all complete as per directions of Engineer-in-Charge. |  | 24 | each | 97.06 |  |  | Excess(+) | 1 | Full Conversion | INR | [40 empty] | #VALUE! | #VALUE! | #VALUE! | 10.02 | Dismantling W.C. Pan of all sizes including disposal of dismantled materials i/c malba all complete as per directions of Engineer-in-Charge. | 24 | each
10.03 | Dismantling 15 to 40 mm dia G.I. pipe including stacking of dismantled pipes (within 50 metres lead) as per direction of Engineer- in-Charge.(a) Internal Work- Exposed on wall |  | 632 | metre | 2.5 |  |  | Excess(+) | 1 | Full Conversion | INR | [40 empty] | #VALUE! | #VALUE! | #VALUE! | 10.03 | Dismantling 15 to 40 mm dia G.I. pipe including stacking of dismantled pipes (within 50 metres lead) as per direction of Engineer- in-Charge.(a) Internal Work- Exposed on wall | 632 | metre
10.04 | Dismantling and Demolishing | [53 empty] | 10.04 | Dismantling and Demolishing
10.05 | Demolishing lime concrete manually/ by mechanical means and disposal of material within 50 metres lead as per direction of Engineer-in-charge. |  | 43.16 | cum | 615.48 |  |  | Excess(+) | 1 | Full Conversion | INR | [40 empty] | #VALUE! | #VALUE! | #VALUE! | 10.05 | Demolishing lime concrete manually/ by mechanical means and disposal of material within 50 metres lead as per direction of Engineer-in-charge. | 43.16 | cum
10.06 | Demolishing cement concrete manually/ by mechanical means including disposal of material within 50 metres lead as per direction of Engineer - in - charge. | [53 empty] | 10.06 | Demolishing cement concrete manually/ by mechanical means including disposal of material within 50 metres lead as per direction of Engineer - in - charge.
10.07 | Nominal concrete 1:3:6 or richer mix (i/c equivalent design mix) |  | 28 | cum | 1759.84 |  |  | Excess(+) | 1 | Full Conversion | INR | [40 empty] | #VALUE! | #VALUE! | #VALUE! | 10.07 | Nominal concrete 1:3:6 or richer mix (i/c equivalent design mix) | 28 | cum
10.08 | Demolishing R.C.C. work manually/ by mechanical means including stacking of steel bars and disposal of unserviceable material within 50 metres lead as per direction of Engineer - in- charge. |  | 6 | cum | 2567.38 |  |  | Excess(+) | 1 | Full Conversion | INR | [40 empty] | #VALUE! | #VALUE! | #VALUE! | 10.08 | Demolishing R.C.C. work manually/ by mechanical means including stacking of steel bars and disposal of unserviceable material within 50 metres lead as per direction of Engineer - in- charge. | 6 | cum
10.09 | Demolishing brick work manually/ by mechanical means including stacking of serviceable material and disposal of unserviceable material within 50 metres lead as per direction of Engineer-in-charge. | [53 empty] | 10.09 | Demolishing brick work manually/ by mechanical means including stacking of serviceable material and disposal of unserviceable material within 50 metres lead as per direction of Engineer-in-charge.
10.1 | In cement mortar |  | 36.5 | cum | 1489.22 |  |  | Excess(+) | 1 | Full Conversion | INR | [40 empty] | #VALUE! | #VALUE! | #VALUE! | 10.1 | In cement mortar | 36.5 | cum
10.11 | Dismantling doors, windows and clerestory windows (steel or wood) shutter including chowkhats, architrave, holdfasts etc. complete and stacking within 50 metres lead : | [53 empty] | 10.11 | Dismantling doors, windows and clerestory windows (steel or wood) shutter including chowkhats, architrave, holdfasts etc. complete and stacking within 50 metres lead :
10.12 | Of area 3 sq. metres and below |  | 94 | each | 265.41 |  |  | Excess(+) | 1 | Full Conversion | INR | [40 empty] | #VALUE! | #VALUE! | #VALUE! | 10.12 | Of area 3 sq. metres and below | 94 | each
10.13 | Dismantling tile work in floors and roofs laid in cement mortar including stacking material within 50 metres lead. | [53 empty] | 10.13 | Dismantling tile work in floors and roofs laid in cement mortar including stacking material within 50 metres lead.
10.14 | For thickness of tiles 10 mm to 25 mm |  | 600 | sqm | 53.05 |  |  | Excess(+) | 1 | Full Conversion | INR | [40 empty] | #VALUE! | #VALUE! | #VALUE! | 10.14 | For thickness of tiles 10 mm to 25 mm | 600 | sqm
10.15 | Dismantling stone slab flooring laid in cement mortar including stacking of serviceable material and disposal of unserviceable material within 50 metres lead. |  | 220 | sqm | 192.68 |  |  | Excess(+) | 1 | Full Conversion | INR | [40 empty] | #VALUE! | #VALUE! | #VALUE! | 10.15 | Dismantling stone slab flooring laid in cement mortar including stacking of serviceable material and disposal of unserviceable material within 50 metres lead. | 220 | sqm
10.16 | Dismantling old plaster or skirting raking out joints and cleaning the surface for plaster including disposal of rubbish to the dumping ground within 50 metres lead. |  | 466 | sqm | 39.5 |  |  | Excess(+) | 1 | Full Conversion | INR | [40 empty] | #VALUE! | #VALUE! | #VALUE! | 10.16 | Dismantling old plaster or skirting raking out joints and cleaning the surface for plaster including disposal of rubbish to the dumping ground within 50 metres lead. | 466 | sqm
10.17 | Disposal of building rubbish / malba / similar unserviceable, dismantled or waste materials by mechanical means, including loading, transporting, unloading to approved municipal dumping ground or as approved by Engineer-in-charge, beyond 50 m initial lead, for all leads including all lifts involved. |  | 143 | cum | 192.33 |  |  | Excess(+) | 1 | Full Conversion | INR | [40 empty] | #VALUE! | #VALUE! | #VALUE! | 10.17 | Disposal of building rubbish / malba / similar unserviceable, dismantled or waste materials by mechanical means, including loading, transporting, unloading to approved municipal dumping ground or as approved by Engineer-in-charge, beyond 50 m initial lead, for all leads including all lifts involved. | 143 | cum
11 | SANITARY INSTALLATIONS | [53 empty] | 11 | SANITARY INSTALLATIONS
11.01 | Providing and fixing white vitreous china water closet squatting pan(Indian type) : | [53 empty] | 11.01 | Providing and fixing white vitreous china water closet squatting pan(Indian type) :
11.02 | Orissa pattern W.C. pan of size 580x440 mm |  | 18 | each | 2418.41 |  |  | Excess(+) | 1 | Full Conversion | INR | [40 empty] | #VALUE! | #VALUE! | #VALUE! | 11.02 | Orissa pattern W.C. pan of size 580x440 mm | 18 | each
11.03 | Providing and fixing white vitreous china pedestal type (Europeantype/ wash down type) water closet pan. |  | 6 | each | 2107.54 |  |  | Excess(+) | 1 | Full Conversion | INR | [40 empty] | #VALUE! | #VALUE! | #VALUE! | 11.03 | Providing and fixing white vitreous china pedestal type (Europeantype/ wash down type) water closet pan. | 6 | each
11.04 | Providing and fixing 8 mm dia C.P. / S.S. Jet with flexible tube upto1 metre long with S.S. triangular plate to Eureopean type W.C. ofquality and make as approved by Engineer - in - charge. |  | 6 | each | 262.47 |  |  | Excess(+) | 1 | Full Conversion | INR | [40 empty] | #VALUE! | #VALUE! | #VALUE! | 11.04 | Providing and fixing 8 mm dia C.P. / S.S. Jet with flexible tube upto1 metre long with S.S. triangular plate to Eureopean type W.C. ofquality and make as approved by Engineer - in - charge. | 6 | each
11.05 | Providing and fixing P.V.C. low level flushing cistern with manuallycontrolled device (handle lever) conforming to IS : 7231, with all fittingsand fixtures complete. | [53 empty] | 11.05 | Providing and fixing P.V.C. low level flushing cistern with manuallycontrolled device (handle lever) conforming to IS : 7231, with all fittingsand fixtures complete.
11.06 | 10 litre capacity - White |  | 1 | each | 897.02 |  |  | Excess(+) | 1 | Full Conversion | INR | [40 empty] | #VALUE! | #VALUE! | #VALUE! | 11.06 | 10 litre capacity - White | 1 | each
11.07 | Providing and fixing solid plastic seat with lid for pedestal type W.C.pan complete : | [53 empty] | 11.07 | Providing and fixing solid plastic seat with lid for pedestal type W.C.pan complete :
11.08 | White solid plastic seat with lid |  | 6 | each | 514.29 |  |  | Excess(+) | 1 | Full Conversion | INR | [40 empty] | #VALUE! | #VALUE! | #VALUE! | 11.08 | White solid plastic seat with lid | 6 | each
11.09 | Providing and fixing G.I. inlet connection for flush pipe connectingwith W.C. pan. |  | 6 | each | 115.43 |  |  | Excess(+) | 1 | Full Conversion | INR | [40 empty] | #VALUE! | #VALUE! | #VALUE! | 11.09 | Providing and fixing G.I. inlet connection for flush pipe connectingwith W.C. pan. | 6 | each
11.1 | Providing and fixing CP Brass 32mm size Bottle Trap of approvedquality & make and as per the direction of Engineer-in-charge. |  | 36 | each | 777.07 |  |  | Excess(+) | 1 | Full Conversion | INR | [40 empty] | #VALUE! | #VALUE! | #VALUE! | 11.1 | Providing and fixing CP Brass 32mm size Bottle Trap of approvedquality & make and as per the direction of Engineer-in-charge. | 36 | each
11.11 | Providing and fixing white vitreous china wash basin including makingall connections but excluding the cost of fittings : | [53 empty] | 11.11 | Providing and fixing white vitreous china wash basin including makingall connections but excluding the cost of fittings :
11.12 | Flat back wash basin of size 550x400 mm |  | 6 | each | 802.67 |  |  | Excess(+) | 1 | Full Conversion | INR | [40 empty] | #VALUE! | #VALUE! | #VALUE! | 11.12 | Flat back wash basin of size 550x400 mm | 6 | each
11.13 | Providing and fixing soil, waste and vent pipes : | [53 empty] | 11.13 | Providing and fixing soil, waste and vent pipes :
11.14 | 100 mm dia | [53 empty] | 11.14 | 100 mm dia
11.15 | Centrifugally cast (spun) iron socket &spigot (S&S) pipe as per IS: 3989 |  | 229 | metre | 944.67 |  |  | Excess(+) | 1 | Full Conversion | INR | [40 empty] | #VALUE! | #VALUE! | #VALUE! | 11.15 | Centrifugally cast (spun) iron socket &spigot (S&S) pipe as per IS: 3989 | 229 | metre
11.16 | 75 mm diameter : | [53 empty] | 11.16 | 75 mm diameter :
11.17 | Centrifugally cast (spun) iron socketed pipeas per IS: 3989 |  | 11.58 | metre | 913.72 |  |  | Excess(+) | 1 | Full Conversion | INR | [40 empty] | #VALUE! | #VALUE! | #VALUE! | 11.17 | Centrifugally cast (spun) iron socketed pipeas per IS: 3989 | 11.58 | metre
11.18 | Providing and fixing M.S. holder-bat clamps of approved design toSand Cast iron/cast iron (spun) pipe embedded in and includingcement concrete blocks 10x10x10 cm of 1:2:4 mix (1 cement : 2coarse sand : 4 graded stone aggregate 20 mm nominal size),including cost of cutting holes and making good the walls etc. : | [53 empty] | 11.18 | Providing and fixing M.S. holder-bat clamps of approved design toSand Cast iron/cast iron (spun) pipe embedded in and includingcement concrete blocks 10x10x10 cm of 1:2:4 mix (1 cement : 2coarse sand : 4 graded stone aggregate 20 mm nominal size),including cost of cutting holes and making good the walls etc. :
11.19 | For 100 mm dia pipe |  | 40 | each | 270.45 |  |  | Excess(+) | 1 | Full Conversion | INR | [40 empty] | #VALUE! | #VALUE! | #VALUE! | 11.19 | For 100 mm dia pipe | 40 | each
11.2 | Providing and fixing bend of required degree with access door, insertionrubber washer 3 mm thick, bolts and nuts complete. | [53 empty] | 11.2 | Providing and fixing bend of required degree with access door, insertionrubber washer 3 mm thick, bolts and nuts complete.
11.21 | 100 mm dia | [53 empty] | 11.21 | 100 mm dia
11.22 | Sand cast iron S&S as per IS - 3989 |  | 12 | each | 523.98 |  |  | Excess(+) | 1 | Full Conversion | INR | [40 empty] | #VALUE! | #VALUE! | #VALUE! | 11.22 | Sand cast iron S&S as per IS - 3989 | 12 | each
11.23 | Providing and fixing plain bend of required degree. | [53 empty] | 11.23 | Providing and fixing plain bend of required degree.
11.24 | 100 mm dia | [53 empty] | 11.24 | 100 mm dia
11.25 | Sand cast iron S&S as per IS : 3989 |  | 48 | each | 385.58 |  |  | Excess(+) | 1 | Full Conversion | INR | [40 empty] | #VALUE! | #VALUE! | #VALUE! | 11.25 | Sand cast iron S&S as per IS : 3989 | 48 | each
11.26 | Providing and fixing single equal plain junction of required degreewith access door, insertion rubber washer 3 mm thick, bolts andnuts complete. | [53 empty] | 11.26 | Providing and fixing single equal plain junction of required degreewith access door, insertion rubber washer 3 mm thick, bolts andnuts complete.
11.27 | 100x100x100 mm | [53 empty] | 11.27 | 100x100x100 mm
11.28 | Sand cast iron S&S as per IS - 3989 |  | 14 | each | 641.3 |  |  | Excess(+) | 1 | Full Conversion | INR | [40 empty] | #VALUE! | #VALUE! | #VALUE! | 11.28 | Sand cast iron S&S as per IS - 3989 | 14 | each
11.29 | Providing and fixing single equal plain junction of required degree : | [53 empty] | 11.29 | Providing and fixing single equal plain junction of required degree :
11.3 | 100x100x100 mm | [53 empty] | 11.3 | 100x100x100 mm
11.31 | Sand cast iron S&S as per IS - 3989 |  | 38 | each | 620.17 |  |  | Excess(+) | 1 | Full Conversion | INR | [40 empty] | #VALUE! | #VALUE! | #VALUE! | 11.31 | Sand cast iron S&S as per IS - 3989 | 38 | each
11.32 | Providing and fixing collar : | [53 empty] | 11.32 | Providing and fixing collar :
11.33 | 100 mm | [53 empty] | 11.33 | 100 mm
11.34 | Sand cast iron S&S as per IS - 3989 |  | 54 | each | 385.58 |  |  | Excess(+) | 1 | Full Conversion | INR | [40 empty] | #VALUE! | #VALUE! | #VALUE! | 11.34 | Sand cast iron S&S as per IS - 3989 | 54 | each
11.35 | 75 mm | [53 empty] | 11.35 | 75 mm
11.36 | Sand cast iron S&S as per IS - 3989 |  | 4 | each | 238.01 |  |  | Excess(+) | 1 | Full Conversion | INR | [40 empty] | #VALUE! | #VALUE! | #VALUE! | 11.36 | Sand cast iron S&S as per IS - 3989 | 4 | each
11.37 | Providing lead caulked joints to sand cast iron/centrifugally cast(spun) iron pipes and fittings of diameter : | [53 empty] | 11.37 | Providing lead caulked joints to sand cast iron/centrifugally cast(spun) iron pipes and fittings of diameter :
11.38 | 100 mm |  | 344 | each | 481.94 |  |  | Excess(+) | 1 | Full Conversion | INR | [40 empty] | #VALUE! | #VALUE! | #VALUE! | 11.38 | 100 mm | 344 | each
11.39 | 75 mm |  | 34 | each | 408.94 |  |  | Excess(+) | 1 | Full Conversion | INR | [40 empty] | #VALUE! | #VALUE! | #VALUE! | 11.39 | 75 mm | 34 | each
11.4 | Providing and fixing trap of self cleansing design with screwed downor hinged grating with or without vent arm complete, including cost ofcutting and making good the walls and floors : | [53 empty] | 11.4 | Providing and fixing trap of self cleansing design with screwed downor hinged grating with or without vent arm complete, including cost ofcutting and making good the walls and floors :
11.41 | 100 mm inlet and 100 mm outlet | [53 empty] | 11.41 | 100 mm inlet and 100 mm outlet
11.42 | Sand cast iron S&S as per IS: 3989 |  | 84 | each | 1406.49 |  |  | Excess(+) | 1 | Full Conversion | INR | [40 empty] | #VALUE! | #VALUE! | #VALUE! | 11.42 | Sand cast iron S&S as per IS: 3989 | 84 | each
11.43 | Cutting chases in brick masonry walls for following diameter sandcast iron/centrifugally cast (spun) iron pipes and making good thesame with cement concrete 1:3:6 ( 1 cement : 3 coarse sand :6graded stone aggregate 12.5 mm nominal size), including necessaryplaster and pointing in cement mortar 1:4 (1 cement : 4 coarsesand) : | [53 empty] | 11.43 | Cutting chases in brick masonry walls for following diameter sandcast iron/centrifugally cast (spun) iron pipes and making good thesame with cement concrete 1:3:6 ( 1 cement : 3 coarse sand :6graded stone aggregate 12.5 mm nominal size), including necessaryplaster and pointing in cement mortar 1:4 (1 cement : 4 coarsesand) :
11.44 | 50 mm dia |  | 29 | metre | 252.08 |  |  | Excess(+) | 1 | Full Conversion | INR | [40 empty] | #VALUE! | #VALUE! | #VALUE! | 11.44 | 50 mm dia | 29 | metre
12 | WATER SUPPLY | [53 empty] | 12 | WATER SUPPLY
12.01 | Providing and fixing G.I. pipes complete with G.I. fittings and clamps, i/c cutting and making good the walls etc. Internal work - Exposed on wall | [53 empty] | 12.01 | Providing and fixing G.I. pipes complete with G.I. fittings and clamps, i/c cutting and making good the walls etc. Internal work - Exposed on wall
12.02 | 15 mm dia nominal bore |  | 2 | metre | 266.68 |  |  | Excess(+) | 1 | Full Conversion | INR | [40 empty] | #VALUE! | #VALUE! | #VALUE! | 12.02 | 15 mm dia nominal bore | 2 | metre
12.03 | 20 mm dia nominal bore |  | 2 | metre | 327.36 |  |  | Excess(+) | 1 | Full Conversion | INR | [40 empty] | #VALUE! | #VALUE! | #VALUE! | 12.03 | 20 mm dia nominal bore | 2 | metre
12.04 | 25 mm dia nominal bore |  | 34.5 | metre | 430.69 |  |  | Excess(+) | 1 | Full Conversion | INR | [40 empty] | #VALUE! | #VALUE! | #VALUE! | 12.04 | 25 mm dia nominal bore | 34.5 | metre
12.05 | 32 mm dia nominal bore |  | 90 | metre | 494.17 |  |  | Excess(+) | 1 | Full Conversion | INR | [40 empty] | #VALUE! | #VALUE! | #VALUE! | 12.05 | 32 mm dia nominal bore | 90 | metre
12.06 | 40 mm dia nominal bore |  | 143 | metre | 635.82 |  |  | Excess(+) | 1 | Full Conversion | INR | [40 empty] | #VALUE! | #VALUE! | #VALUE! | 12.06 | 40 mm dia nominal bore | 143 | metre
12.07 | Providing and fixing G.I. Pipes complete with G.I. fittings and clamps, i/c making good the walls etc. concealed pipe, including painting with anti corrosive bitumastic paint, cutting chases and making good the wall : | [53 empty] | 12.07 | Providing and fixing G.I. Pipes complete with G.I. fittings and clamps, i/c making good the walls etc. concealed pipe, including painting with anti corrosive bitumastic paint, cutting chases and making good the wall :
12.08 | 15 mm dia nominal bore |  | 178 | metre | 425.43 |  |  | Excess(+) | 1 | Full Conversion | INR | [40 empty] | #VALUE! | #VALUE! | #VALUE! | 12.08 | 15 mm dia nominal bore | 178 | metre
12.09 | 20 mm dia nominal bore |  | 187 | metre | 474.44 |  |  | Excess(+) | 1 | Full Conversion | INR | [40 empty] | #VALUE! | #VALUE! | #VALUE! | 12.09 | 20 mm dia nominal bore | 187 | metre
12.1 | Providing and fixing G.I. pipes complete with G.I. fittings including trenching and refilling etc. External work | [53 empty] | 12.1 | Providing and fixing G.I. pipes complete with G.I. fittings including trenching and refilling etc. External work
12.11 | 25 mm dia nominal bore |  | 9 | metre | 366.46 |  |  | Excess(+) | 1 | Full Conversion | INR | [40 empty] | #VALUE! | #VALUE! | #VALUE! | 12.11 | 25 mm dia nominal bore | 9 | metre
12.12 | 32 mm dia nominal bore |  | 9 | metre | 401.32 |  |  | Excess(+) | 1 | Full Conversion | INR | [40 empty] | #VALUE! | #VALUE! | #VALUE! | 12.12 | 32 mm dia nominal bore | 9 | metre
12.13 | 40 mm dia nominal bore |  | 9 | metre | 489.57 |  |  | Excess(+) | 1 | Full Conversion | INR | [40 empty] | #VALUE! | #VALUE! | #VALUE! | 12.13 | 40 mm dia nominal bore | 9 | metre
12.14 | Making connection of G.I. distribution branch with G.I. main of following sizes by providing and fixing tee, including cutting and threading the pipe etc. complete : | [53 empty] | 12.14 | Making connection of G.I. distribution branch with G.I. main of following sizes by providing and fixing tee, including cutting and threading the pipe etc. complete :
12.15 | 25 to 40 mm nominal bore |  | 2 | each | 663.83 |  |  | Excess(+) | 1 | Full Conversion | INR | [40 empty] | #VALUE! | #VALUE! | #VALUE! | 12.15 | 25 to 40 mm nominal bore | 2 | each
12.16 | Providing and fixing gun metal gate valve with C.I. wheel of approved quality (screwed end) : | [53 empty] | 12.16 | Providing and fixing gun metal gate valve with C.I. wheel of approved quality (screwed end) :
12.17 | 25 mm nominal bore |  | 6 | each | 466.77 |  |  | Excess(+) | 1 | Full Conversion | INR | [40 empty] | #VALUE! | #VALUE! | #VALUE! | 12.17 | 25 mm nominal bore | 6 | each
12.18 | 20 mm nominal bore |  | 6 | each | 404.87 |  |  | Excess(+) | 1 | Full Conversion | INR | [40 empty] | #VALUE! | #VALUE! | #VALUE! | 12.18 | 20 mm nominal bore | 6 | each
12.19 | 32 mm nominal bore. |  | 4 | each | 517.23 |  |  | Excess(+) | 1 | Full Conversion | INR | [40 empty] | #VALUE! | #VALUE! | #VALUE! | 12.19 | 32 mm nominal bore. | 4 | each
12.2 | 40 mm nominal bore |  | 4 | each | 620.17 |  |  | Excess(+) | 1 | Full Conversion | INR | [40 empty] | #VALUE! | #VALUE! | #VALUE! | 12.2 | 40 mm nominal bore | 4 | each
12.21 | Providing and fixing ball valve (brass) of approved quality, High or low pressure, with plastic floats complete : | [53 empty] | 12.21 | Providing and fixing ball valve (brass) of approved quality, High or low pressure, with plastic floats complete :
12.22 | 20 mm nominal bore |  | 2 | each | 348.49 |  |  | Excess(+) | 1 | Full Conversion | INR | [40 empty] | #VALUE! | #VALUE! | #VALUE! | 12.22 | 20 mm nominal bore | 2 | each
12.23 | Providing and fixing uplasticised PVC connection pipe with brass unions : | [53 empty] | 12.23 | Providing and fixing uplasticised PVC connection pipe with brass unions :
12.24 | 30 cm length | [53 empty] | 12.24 | 30 cm length
12.25 | 15 mm nominal bore |  | 36 | each | 65.59 |  |  | Excess(+) | 1 | Full Conversion | INR | [40 empty] | #VALUE! | #VALUE! | #VALUE! | 12.25 | 15 mm nominal bore | 36 | each
12.26 | Constructing masonry Chamber 30x30x50 cm inside, in brick work in cement mortar 1:4 (1 cement :4 coarse sand) for stop cock, with C. I. surface box 100x100 x75 mm (inside) with hinged cover fixed in cement concrete slab 1:2:4 mix (1 cement : 2 coarse sand : 4 graded stone aggregate 20 mm nominal size), i/c necessary excavation, foundation concrete 1:5:10 ( 1 cement : 5 fine sand : 10 graded stone aggregate 40mm nominal size ) and inside plastering with cement mortar 1:3 (1 cement : 3 coarse sand) 12mm thick, finished with a floating coat of neat cement complete as per standard design : | [53 empty] | 12.26 | Constructing masonry Chamber 30x30x50 cm inside, in brick work in cement mortar 1:4 (1 cement :4 coarse sand) for stop cock, with C. I. surface box 100x100 x75 mm (inside) with hinged cover fixed in cement concrete slab 1:2:4 mix (1 cement : 2 coarse sand : 4 graded stone aggregate 20 mm nominal size), i/c necessary excavation, foundation concrete 1:5:10 ( 1 cement : 5 fine sand : 10 graded stone aggregate 40mm nominal size ) and inside plastering with cement mortar 1:3 (1 cement : 3 coarse sand) 12mm thick, finished with a floating coat of neat cement complete as per standard design :
12.27 | With common burnt clay F.P.S.(non modular) bricks of class designation 7.5 |  | 4 | each | 1501.23 |  |  | Excess(+) | 1 | Full Conversion | INR | [40 empty] | #VALUE! | #VALUE! | #VALUE! | 12.27 | With common burnt clay F.P.S.(non modular) bricks of class designation 7.5 | 4 | each
12.28 | Painting G.I. pipes and fittings with synthetic enamel white paint with two coats over a ready mixed priming coat, both of approved quality for new work : | [53 empty] | 12.28 | Painting G.I. pipes and fittings with synthetic enamel white paint with two coats over a ready mixed priming coat, both of approved quality for new work :
12.29 | 25 mm diameter pipe |  | 35 | metre | 22.45 |  |  | Excess(+) | 1 | Full Conversion | INR | [40 empty] | #VALUE! | #VALUE! | #VALUE! | 12.29 | 25 mm diameter pipe | 35 | metre
12.3 | 32 mm diameter pipe |  | 90 | metre | 26.92 |  |  | Excess(+) | 1 | Full Conversion | INR | [40 empty] | #VALUE! | #VALUE! | #VALUE! | 12.3 | 32 mm diameter pipe | 90 | metre
12.31 | 40 mm diameter pipe |  | 143 | metre | 31.61 |  |  | Excess(+) | 1 | Full Conversion | INR | [40 empty] | #VALUE! | #VALUE! | #VALUE! | 12.31 | 40 mm diameter pipe | 143 | metre
12.32 | Providing and fixing G.I. Union in G.I. pipe including cutting and threading the pipe and making long screws etc. complete (New work) : | [53 empty] | 12.32 | Providing and fixing G.I. Union in G.I. pipe including cutting and threading the pipe and making long screws etc. complete (New work) :
12.33 | 15 mm nominal bore |  | 6 | each | 229.99 |  |  | Excess(+) | 1 | Full Conversion | INR | [40 empty] | #VALUE! | #VALUE! | #VALUE! | 12.33 | 15 mm nominal bore | 6 | each
12.34 | 20 mm nominal bore |  | 6 | each | 253.44 |  |  | Excess(+) | 1 | Full Conversion | INR | [40 empty] | #VALUE! | #VALUE! | #VALUE! | 12.34 | 20 mm nominal bore | 6 | each
12.35 | 25 mm nominal bore |  | 6 | each | 323.85 |  |  | Excess(+) | 1 | Full Conversion | INR | [40 empty] | #VALUE! | #VALUE! | #VALUE! | 12.35 | 25 mm nominal bore | 6 | each
12.36 | 32 mm nominal bore |  | 4 | each | 359.01 |  |  | Excess(+) | 1 | Full Conversion | INR | [40 empty] | #VALUE! | #VALUE! | #VALUE! | 12.36 | 32 mm nominal bore | 4 | each
12.37 | 40 mm nominal bore |  | 4 | each | 458.75 |  |  | Excess(+) | 1 | Full Conversion | INR | [40 empty] | #VALUE! | #VALUE! | #VALUE! | 12.37 | 40 mm nominal bore | 4 | each
12.38 | Providing and placing on terrace (at all floor levels) polyethylene water storage tank, IS : 12701 marked, with cover and suitable locking arrangement and making necessary holes for inlet, outlet and overflow pipes but without fittings and the base support for tank. |  | 4000 | per litre | 8.51 |  |  | Excess(+) | 1 | Full Conversion | INR | [40 empty] | #VALUE! | #VALUE! | #VALUE! | 12.38 | Providing and placing on terrace (at all floor levels) polyethylene water storage tank, IS : 12701 marked, with cover and suitable locking arrangement and making necessary holes for inlet, outlet and overflow pipes but without fittings and the base support for tank. | 4000 | per litre
12.39 | Providing and fixing C.P. brass bib cock of approved quality conforming to IS:8931 : | [53 empty] | 12.39 | Providing and fixing C.P. brass bib cock of approved quality conforming to IS:8931 :
12.4 | 15 mm nominal bore |  | 24 | each | 380.71 |  |  | Excess(+) | 1 | Full Conversion | INR | [40 empty] | #VALUE! | #VALUE! | #VALUE! | 12.4 | 15 mm nominal bore | 24 | each
12.41 | Providing and fixing C.P. brass long body bib cock of approved quality conforming to IS standards and weighing not less than 690 gms. | [53 empty] | 12.41 | Providing and fixing C.P. brass long body bib cock of approved quality conforming to IS standards and weighing not less than 690 gms.
12.42 | 15 mm nominal bore |  | 54 | each | 621.13 |  |  | Excess(+) | 1 | Full Conversion | INR | [40 empty] | #VALUE! | #VALUE! | #VALUE! | 12.42 | 15 mm nominal bore | 54 | each
12.43 | Providing and fixing C.P. brass stop cock (concealed) of standard design and of approved make conforming to IS:8931. | [53 empty] | 12.43 | Providing and fixing C.P. brass stop cock (concealed) of standard design and of approved make conforming to IS:8931.
12.44 | 15 mm nominal bore |  | 48 | each | 521.48 |  |  | Excess(+) | 1 | Full Conversion | INR | [40 empty] | #VALUE! | #VALUE! | #VALUE! | 12.44 | 15 mm nominal bore | 48 | each
12.45 | Providing and fixing C.P. brass angle valve for basin mixer and geyser points of approved quality conforming to IS:8931 | [53 empty] | 12.45 | Providing and fixing C.P. brass angle valve for basin mixer and geyser points of approved quality conforming to IS:8931
12.46 | 15mm nominal bore |  | 48 | each | 438.71 |  |  | Excess(+) | 1 | Full Conversion | INR | [40 empty] | #VALUE! | #VALUE! | #VALUE! | 12.46 | 15mm nominal bore | 48 | each
12.47 | Providing and fixing C.P. Brass extension nipple (size 15mmx50mm) of approved make and quality as per direction of Engineer-in-charge. |  | 126 | each | 54.1 |  |  | Excess(+) | 1 | Full Conversion | INR | [40 empty] | #VALUE! | #VALUE! | #VALUE! | 12.47 | Providing and fixing C.P. Brass extension nipple (size 15mmx50mm) of approved make and quality as per direction of Engineer-in-charge. | 126 | each
12.48 | Providing and fixing PTMT grating of approved quality and colour. | [53 empty] | 12.48 | Providing and fixing PTMT grating of approved quality and colour.
12.49 | Circular type | [53 empty] | 12.49 | Circular type
12.5 | 125 mm nominal dia with 25 mm waste hole |  | 66 | each | 39.68 |  |  | Excess(+) | 1 | Full Conversion | INR | [40 empty] | #VALUE! | #VALUE! | #VALUE! | 12.5 | 125 mm nominal dia with 25 mm waste hole | 66 | each
12.51 | Making hole up to 20x20 cm and embedding pipes up to 150 mm diameter in masonry and filling with cement concrete 1:3:6 (1 cement : 3 coarse sand: 6 graded stone aggregate 20 mm nominal size) including disposal of malba. |  | 12 | metre | 173.96 |  |  | Excess(+) | 1 | Full Conversion | INR | [40 empty] | #VALUE! | #VALUE! | #VALUE! | 12.51 | Making hole up to 20x20 cm and embedding pipes up to 150 mm diameter in masonry and filling with cement concrete 1:3:6 (1 cement : 3 coarse sand: 6 graded stone aggregate 20 mm nominal size) including disposal of malba. | 12 | metre
13 | DRAINAGE | [53 empty] | 13 | DRAINAGE
13.01 | Providing, laying and jointing glazed stoneware pipes class SP-1 with stiff mixture of cement mortar in the proportion of 1:1 (1 cement : 1 fine sand) including testing of joints etc. complete : | [53 empty] | 13.01 | Providing, laying and jointing glazed stoneware pipes class SP-1 with stiff mixture of cement mortar in the proportion of 1:1 (1 cement : 1 fine sand) including testing of joints etc. complete :
13.02 | 150 mm diameter |  | 16 | metre | 518.54 |  |  | Excess(+) | 1 | Full Conversion | INR | [40 empty] | #VALUE! | #VALUE! | #VALUE! | 13.02 | 150 mm diameter | 16 | metre
13.03 | Providing and laying cement concrete 1:5:10 (1 cement : 5 coarse sand : 10 graded stone aggregate 40 mm nominal size) all-round S.W. pipes including bed concrete as per standard design : | [53 empty] | 13.03 | Providing and laying cement concrete 1:5:10 (1 cement : 5 coarse sand : 10 graded stone aggregate 40 mm nominal size) all-round S.W. pipes including bed concrete as per standard design :
13.04 | 150 mm diameter S.W. pipe |  | 16 | metre | 960.24 |  |  | Excess(+) | 1 | Full Conversion | INR | [40 empty] | #VALUE! | #VALUE! | #VALUE! | 13.04 | 150 mm diameter S.W. pipe | 16 | metre
13.05 | Providing and fixing square-mouth S.W. gully trap class SP-1 complete with C.I. grating brick masonry chamber with water tight C.I. cover with frame of 300 x300 mm size (inside) the weight of cover to be not less than 4.50 kg and frame to be not less than 2.70 kg as per standard design: | [53 empty] | 13.05 | Providing and fixing square-mouth S.W. gully trap class SP-1 complete with C.I. grating brick masonry chamber with water tight C.I. cover with frame of 300 x300 mm size (inside) the weight of cover to be not less than 4.50 kg and frame to be not less than 2.70 kg as per standard design:
13.06 | 150 x 100 mm size P type | [53 empty] | 13.06 | 150 x 100 mm size P type
13.07 | With common burnt clay F.P.S. (non modular) bricks of class designation 7.5 |  | 4 | each | 2169.57 |  |  | Excess(+) | 1 | Full Conversion | INR | [40 empty] | #VALUE! | #VALUE! | #VALUE! | 13.07 | With common burnt clay F.P.S. (non modular) bricks of class designation 7.5 | 4 | each
13.08 | Dismantling of old S.W. pipes including breaking of joints and bed concrete stacking of useful materials near the site within 50 m lead and disposal of unserviceable materials into municipal dumps : | [53 empty] | 13.08 | Dismantling of old S.W. pipes including breaking of joints and bed concrete stacking of useful materials near the site within 50 m lead and disposal of unserviceable materials into municipal dumps :
13.09 | 150 mm diameter |  | 16 | metre | 71.11 |  |  | Excess(+) | 1 | Full Conversion | INR | [40 empty] | #VALUE! | #VALUE! | #VALUE! | 13.09 | 150 mm diameter | 16 | metre
13.1 | Constructing brick masonry manhole in cement mortar 1:4 ( 1 cement : 4 coarse sand ) with R.C.C. top slab with 1:1.5:3 mix (1 cement : 1.5 coarse sand (zone-III) : 3 graded stone aggregate 20 mm nominal size), foundation concrete 1:4:8 mix (1 cement : 4 coarse sand (zone-III) : 8 graded stone aggregate 40 mm nominal size), inside plastering 12 mm thick with cement mortar 1:3 (1 cement : 3 coarse sand) finished with floating coat of neat cement and making channels in cement concrete 1:2:4 (1 cement : 2 coarse sand : 4 graded stone aggregate 20 mm nominal size) finished with a floating coat of neat cement complete as per standard design : | [53 empty] | 13.1 | Constructing brick masonry manhole in cement mortar 1:4 ( 1 cement : 4 coarse sand ) with R.C.C. top slab with 1:1.5:3 mix (1 cement : 1.5 coarse sand (zone-III) : 3 graded stone aggregate 20 mm nominal size), foundation concrete 1:4:8 mix (1 cement : 4 coarse sand (zone-III) : 8 graded stone aggregate 40 mm nominal size), inside plastering 12 mm thick with cement mortar 1:3 (1 cement : 3 coarse sand) finished with floating coat of neat cement and making channels in cement concrete 1:2:4 (1 cement : 2 coarse sand : 4 graded stone aggregate 20 mm nominal size) finished with a floating coat of neat cement complete as per standard design :
13.11 | Inside size 120x90 cm and 90 cm deep including C.I. cover with frame (medium duty) 500 mm internal diameter, total weight of cover and frame to be not less than 116 kg (weight of cover 58 kg and weight of frame 58 kg) : | [53 empty] | 13.11 | Inside size 120x90 cm and 90 cm deep including C.I. cover with frame (medium duty) 500 mm internal diameter, total weight of cover and frame to be not less than 116 kg (weight of cover 58 kg and weight of frame 58 kg) :
13.12 | With common burnt clay F.P.S. (non modular) bricks of class designation 7.5 |  | 2 | each | 21399.3 |  |  | Excess(+) | 1 | Full Conversion | INR | [40 empty] | #VALUE! | #VALUE! | #VALUE! | 13.12 | With common burnt clay F.P.S. (non modular) bricks of class designation 7.5 | 2 | each
13.13 | Providing orange colour safety foot rest of minimum 6 mm thick plastic encapsulated as per IS : 10910, on 12 mm dia steel bar conforming to IS: 1786, having minimum cross section as 23 mmx25 mm and over all minimum length 263 mm and width as 165 mm with minimum 112 mm space between protruded legs having 2 mm tread on top surface by ribbing or chequering besides necessary and adequate anchoring projections on tail length on 138 mm as per standard drawing and suitable to with stand the bend test and chemical resistance test as per specifications and having manufacture's permanent identification mark to be visible even after fixing, including fixing in manholes with 30x20x15 cm cement concrete block 1:3:6 (1 cement : 3 coarse sand : 6 graded stone aggregate 20 mm nominal size) complete as per design. |  | 72 | each | 427.09 |  |  | Excess(+) | 1 | Full Conversion | INR | [40 empty] | #VALUE! | #VALUE! | #VALUE! | 13.13 | Providing orange colour safety foot rest of minimum 6 mm thick plastic encapsulated as per IS : 10910, on 12 mm dia steel bar conforming to IS: 1786, having minimum cross section as 23 mmx25 mm and over all minimum length 263 mm and width as 165 mm with minimum 112 mm space between protruded legs having 2 mm tread on top surface by ribbing or chequering besides necessary and adequate anchoring projections on tail length on 138 mm as per standard drawing and suitable to with stand the bend test and chemical resistance test as per specifications and having manufacture's permanent identification mark to be visible even after fixing, including fixing in manholes with 30x20x15 cm cement concrete block 1:3:6 (1 cement : 3 coarse sand : 6 graded stone aggregate 20 mm nominal size) complete as per design. | 72 | each
13.14 | Making connection of drain or sewer line with existing manhole including breaking into and making good the walls, floors with cement concrete 1:2:4 mix (1 cement : 2 coarse sand : 4 graded stone aggregate 20 mm nominal size) cement plastered on both sides with cement mortar 1:3 (1 cement : 3 coarse sand), finished with a floating coat of neat cement and making necessary channels for the drain etc. complete : | [53 empty] | 13.14 | Making connection of drain or sewer line with existing manhole including breaking into and making good the walls, floors with cement concrete 1:2:4 mix (1 cement : 2 coarse sand : 4 graded stone aggregate 20 mm nominal size) cement plastered on both sides with cement mortar 1:3 (1 cement : 3 coarse sand), finished with a floating coat of neat cement and making necessary channels for the drain etc. complete :
13.15 | For pipes 100 to 250 mm diameter |  | 4 | each | 599.47 |  |  | Excess(+) | 1 | Full Conversion | INR | [40 empty] | #VALUE! | #VALUE! | #VALUE! | 13.15 | For pipes 100 to 250 mm diameter | 4 | each
14 | ALUMINIUM WORK | [53 empty] | 14 | ALUMINIUM WORK
14.01 | Providing and fixing aluminium work for doors, windows, ventilators and partitions with extruded built up standard tubular sections/ appropriate Z sections and other sections of approved make conforming to IS: 733 and IS: 1285, fixing with dash fasteners of required dia and size, including necessary filling up the gaps at junctions, i.e. at top, bottom and sides with required EPDM rubber/ neoprene gasket etc. Aluminium sections shall be smooth, rust free, straight, mitred and jointed mechanically wherever required including cleat angle, Aluminium snap beading for glazing / paneling, C.P. brass / stainless steel screws, all complete as per architectural drawings and the directions of Engineer-in-charge. (Glazing, paneling and dash fasteners to be paid for separately) : | [53 empty] | 14.01 | Providing and fixing aluminium work for doors, windows, ventilators and partitions with extruded built up standard tubular sections/ appropriate Z sections and other sections of approved make conforming to IS: 733 and IS: 1285, fixing with dash fasteners of required dia and size, including necessary filling up the gaps at junctions, i.e. at top, bottom and sides with required EPDM rubber/ neoprene gasket etc. Aluminium sections shall be smooth, rust free, straight, mitred and jointed mechanically wherever required including cleat angle, Aluminium snap beading for glazing / paneling, C.P. brass / stainless steel screws, all complete as per architectural drawings and the directions of Engineer-in-charge. (Glazing, paneling and dash fasteners to be paid for separately) :
14.02 | For fixed portion | [53 empty] | 14.02 | For fixed portion
14.03 | Powder coated aluminium (minimum thickness of powder coating 50 micron) |  | 321 | kg | 408.86 |  |  | Excess(+) | 1 | Full Conversion | INR | [40 empty] | #VALUE! | #VALUE! | #VALUE! | 14.03 | Powder coated aluminium (minimum thickness of powder coating 50 micron) | 321 | kg
15 | WATER PROOFING | [53 empty] | 15 | WATER PROOFING
15.01 | Providing and laying water proofing treatment to vertical and horizontal surfaces of depressed portions of W.C., kitchen and the like consisting of: (i) Ist course of applying cement slurry @ 4.4 kg/sqm mixed with water proofing compound conforming to IS 2645 in recommended proportions including rounding off junction of vertical and horizontal surface. (ii) IInd course of 20 mm cement plaster 1:3 (1 cement : 3 coarse sand) mixed with water proofing compound in recommended proportion including rounding off junction of vertical and horizontal surface. (iii) IIIrd course of applying blown or residual bitumen applied hot at 1.7 kg. per sqm of area. (iv) IVth course of 400 micron thick PVC sheet. (Overlaps at joints of PVC sheet should be 100 mm wide and pasted to each other with bitumen @ 1.7 kg/sqm). |  | 316 | sqm | 678.87 |  |  | Excess(+) | 1 | Full Conversion | INR | [40 empty] | #VALUE! | #VALUE! | #VALUE! | 15.01 | Providing and laying water proofing treatment to vertical and horizontal surfaces of depressed portions of W.C., kitchen and the like consisting of: (i) Ist course of applying cement slurry @ 4.4 kg/sqm mixed with water proofing compound conforming to IS 2645 in recommended proportions including rounding off junction of vertical and horizontal surface. (ii) IInd course of 20 mm cement plaster 1:3 (1 cement : 3 coarse sand) mixed with water proofing compound in recommended proportion including rounding off junction of vertical and horizontal surface. (iii) IIIrd course of applying blown or residual bitumen applied hot at 1.7 kg. per sqm of area. (iv) IVth course of 400 micron thick PVC sheet. (Overlaps at joints of PVC sheet should be 100 mm wide and pasted to each other with bitumen @ 1.7 kg/sqm). | 316 | sqm
16 | NEW TECHNOLOGIES AND MATERIALS | [53 empty] | 16 | NEW TECHNOLOGIES AND MATERIALS
16.01 | Providing, mixing and applying bonding coat of approved adhesive on chipped portion of RCC as per specifications and direction of Engineer-In-charge complete in all respect. | [53 empty] | 16.01 | Providing, mixing and applying bonding coat of approved adhesive on chipped portion of RCC as per specifications and direction of Engineer-In-charge complete in all respect.
16.02 | SBR Polymer (@10% of cement weight) modified cementitious bond coat @ 2.2 kg cement per sqm of surface area mixed with specified proportion of approved polymer |  | 45 | sqm | 103.24 |  |  | Excess(+) | 1 | Full Conversion | INR | [40 empty] | #VALUE! | #VALUE! | #VALUE! | 16.02 | SBR Polymer (@10% of cement weight) modified cementitious bond coat @ 2.2 kg cement per sqm of surface area mixed with specified proportion of approved polymer | 45 | sqm
16.03 | Providing, mixing and applying SBR polymer (of approved make) modified Cement mortar in proportion of 1:4 (1 cement: 4 graded coarse sand with polymer minimum 2% by wt. of cement used) as per specifications and directions of Engineer-in-charge. Note: Measurement and payment: The pre-measurement of thickness shall be done just after the surface preparation is completed and Payment under this item shall be made only after proper wet curing has been done and surface has been satisfactorily evaluated by sounding / tapping with a blunt metal instrument and/or the 75mm size cube crushing strength at the end of 28 days to be not less than 30 N/Sqmm2). | [53 empty] | 16.03 | Providing, mixing and applying SBR polymer (of approved make) modified Cement mortar in proportion of 1:4 (1 cement: 4 graded coarse sand with polymer minimum 2% by wt. of cement used) as per specifications and directions of Engineer-in-charge. Note: Measurement and payment: The pre-measurement of thickness shall be done just after the surface preparation is completed and Payment under this item shall be made only after proper wet curing has been done and surface has been satisfactorily evaluated by sounding / tapping with a blunt metal instrument and/or the 75mm size cube crushing strength at the end of 28 days to be not less than 30 N/Sqmm2).
16.04 | 25 mm average thickness in 2 layers. |  | 45 | sqm | 447.61 |  |  | Excess(+) | 1 | Full Conversion | INR | [40 empty] | #VALUE! | #VALUE! | #VALUE! | 16.04 | 25 mm average thickness in 2 layers. | 45 | sqm
17 | MINOR CIVIL MAINTENANCE WORK. | [53 empty] | 17 | MINOR CIVIL MAINTENANCE WORK.
17.01 | Providing and laying cement concrete of specified grade i/c the cost of centring and shuttering, All work upto plinth level. (1 cement :5 coarse sand : 10 graded brick aggregate 40 mm nominal size). |  | 18.7 | Cum | 5270.98 |  |  | Excess(+) | 1 | Full Conversion | INR | [40 empty] | #VALUE! | #VALUE! | #VALUE! | 17.01 | Providing and laying cement concrete of specified grade i/c the cost of centring and shuttering, All work upto plinth level. (1 cement :5 coarse sand : 10 graded brick aggregate 40 mm nominal size). | 18.7 | Cum
17.02 | Providing and fixing C.P brass swan neck pillar cock of L&K or equivalent make. |  | 18 | Each | 1842.17 |  |  | Excess(+) | 1 | Full Conversion | INR | [40 empty] | #VALUE! | #VALUE! | #VALUE! | 17.02 | Providing and fixing C.P brass swan neck pillar cock of L&K or equivalent make. | 18 | Each
17.03 | Providing and fixing white vitreous china flat back or half stal urinal of 580 x 380 x 350 with standard size C.P brass flush pipe,spreader with union and clamps and c.p brass push cock 15 mm i/c cutting and making good the walls. (a)Range of single half stal urinal. |  | 18 | Each | 6211.31 |  |  | Excess(+) | 1 | Full Conversion | INR | [40 empty] | #VALUE! | #VALUE! | #VALUE! | 17.03 | Providing and fixing white vitreous china flat back or half stal urinal of 580 x 380 x 350 with standard size C.P brass flush pipe,spreader with union and clamps and c.p brass push cock 15 mm i/c cutting and making good the walls. (a)Range of single half stal urinal. | 18 | Each
17.04 | P/F C. P. brass shower rose with 15 mm or 20 inlet 75 mm dia fancy type. Cera Cat No 702010955. |  | 24 | Each | 1164.4 |  |  | Excess(+) | 1 | Full Conversion | INR | [40 empty] | #VALUE! | #VALUE! | #VALUE! | 17.04 | P/F C. P. brass shower rose with 15 mm or 20 inlet 75 mm dia fancy type. Cera Cat No 702010955. | 24 | Each
17.05 | Providing and fixing white vitreous china oval type wash basin of size 550 x 480 Cera make Cat no 2030125. |  | 12 | Each | 2873.3 |  |  | Excess(+) | 1 | Full Conversion | INR | [40 empty] | #VALUE! | #VALUE! | #VALUE! | 17.05 | Providing and fixing white vitreous china oval type wash basin of size 550 x 480 Cera make Cat no 2030125. | 12 | Each
17.06 | Providing and fixing C.P coat pin hanger of approved make with necessary srews gully etc. cera make cat no 5015108 |  | 60 | Each | 308.64 |  |  | Excess(+) | 1 | Full Conversion | INR | [40 empty] | #VALUE! | #VALUE! | #VALUE! | 17.06 | Providing and fixing C.P coat pin hanger of approved make with necessary srews gully etc. cera make cat no 5015108 | 60 | Each
17.07 | Providing and fixing C.P brass pipe 32 mm for bottle trap. |  | 36 | Each | 186.97 |  |  | Excess(+) | 1 | Full Conversion | INR | [40 empty] | #VALUE! | #VALUE! | #VALUE! | 17.07 | Providing and fixing C.P brass pipe 32 mm for bottle trap. | 36 | Each
17.08 | Providing and fixing looking mirror of 5.5 mm thick superior glass of approved quality complete with 12 mm thick of water type ply wood sheet ground 40 mm widex 12 mm thick 1st class teak wood beading frame of half round fixed to wooden cleats with C.P brass scerw and washer complete. teak wood beading finished with sprits polishing copmplete. |  | 7.65 | Sqm | 4029.81 |  |  | Excess(+) | 1 | Full Conversion | INR | [40 empty] | #VALUE! | #VALUE! | #VALUE! | 17.08 | Providing and fixing looking mirror of 5.5 mm thick superior glass of approved quality complete with 12 mm thick of water type ply wood sheet ground 40 mm widex 12 mm thick 1st class teak wood beading frame of half round fixed to wooden cleats with C.P brass scerw and washer complete. teak wood beading finished with sprits polishing copmplete. | 7.65 | Sqm
17.09 | P/F C.P Brass flange. ( Heavy type ) |  | 126 | Each | 29.33 |  |  | Excess(+) | 1 | Full Conversion | INR | [40 empty] | #VALUE! | #VALUE! | #VALUE! | 17.09 | P/F C.P Brass flange. ( Heavy type ) | 126 | Each
17.1 | Dismentling broken wash basin /kitchen sink with old worn out bracket and cleaning of waste water pipe up to trap. |  | 18 | Each | 39.46 |  |  | Excess(+) | 1 | Full Conversion | INR | [40 empty] | #VALUE! | #VALUE! | #VALUE! | 17.1 | Dismentling broken wash basin /kitchen sink with old worn out bracket and cleaning of waste water pipe up to trap. | 18 | Each
17.11 | Dismantling of C.I pipe with fittings and clamps i/c disposal of unserviceable material up to 50 mtr. lead and upto 150 mm dia. pipe. |  | 229 | Mtr | 8.77 |  |  | Excess(+) | 1 | Full Conversion | INR | [40 empty] | #VALUE! | #VALUE! | #VALUE! | 17.11 | Dismantling of C.I pipe with fittings and clamps i/c disposal of unserviceable material up to 50 mtr. lead and upto 150 mm dia. pipe. | 229 | Mtr
17.12 | Providing and fixing c.p. hand spray ( health faucet ) with push button control and fleexible hose connection with c.p. hook complete in all respects. ( Cera make ) Cat No 8030105 AB. |  | 6 | Each | 809.29 |  |  | Excess(+) | 1 | Full Conversion | INR | [40 empty] | #VALUE! | #VALUE! | #VALUE! | 17.12 | Providing and fixing c.p. hand spray ( health faucet ) with push button control and fleexible hose connection with c.p. hook complete in all respects. ( Cera make ) Cat No 8030105 AB. | 6 | Each
17.13 | Providing and fixing c.p. brassMetro pole flush valve concealed body of (Cera make) code no8010202. 40 mm nominal bor. |  | 24 | Each | 4291.98 |  |  | Excess(+) | 1 | Full Conversion | INR | [40 empty] | #VALUE! | #VALUE! | #VALUE! | 17.13 | Providing and fixing c.p. brassMetro pole flush valve concealed body of (Cera make) code no8010202. 40 mm nominal bor. | 24 | Each
17.14 | Providind and fixing Soliriod valve for urinal flushing sensor set Toshi make electricity oprated. |  | 18 | Each | 1747.92 |  |  | Excess(+) | 1 | Full Conversion | INR | [40 empty] | #VALUE! | #VALUE! | #VALUE! | 17.14 | Providind and fixing Soliriod valve for urinal flushing sensor set Toshi make electricity oprated. | 18 | Each
17.15 | Providing and fixing sensor circuit for urinal icluding removal of old worn out sensor etc complete ( Toshi make ) electricity oprated. |  | 18 | Each | 3812.63 |  |  | Excess(+) | 1 | Full Conversion | INR | [40 empty] | #VALUE! | #VALUE! | #VALUE! | 17.15 | Providing and fixing sensor circuit for urinal icluding removal of old worn out sensor etc complete ( Toshi make ) electricity oprated. | 18 | Each
17.16 | Providing and fixing c.p. brass Urinal flush valve Auto closing System with Built-in Control cock & wall flangeof (Jaguar make) code noPRS-077 15 mm nominal bor |  | 9 | Each | 2288.44 |  |  | Excess(+) | 1 | Full Conversion | INR | [40 empty] | #VALUE! | #VALUE! | #VALUE! | 17.16 | Providing and fixing c.p. brass Urinal flush valve Auto closing System with Built-in Control cock & wall flangeof (Jaguar make) code noPRS-077 15 mm nominal bor | 9 | Each
17.17 | "Extra for providing and fixing Triple layer SINTEX white pvc.water storage tank inplace of Providing and placing on terrace (at all floor levels) polyethylene water storage tank, IS : 12701 marked, with cover and suitable locking arrangement and making necessary holes for inlet, outlet and overflow pipes but without fittings and the base support for tank. Circular tank . |  | 4000 | Per litre | 3.51 |  |  | Excess(+) | 1 | Full Conversion | INR | [40 empty] | #VALUE! | #VALUE! | #VALUE! | 17.17 | "Extra for providing and fixing Triple layer SINTEX white pvc.water storage tank inplace of Providing and placing on terrace (at all floor levels) polyethylene water storage tank, IS : 12701 marked, with cover and suitable locking arrangement and making necessary holes for inlet, outlet and overflow pipes but without fittings and the base support for tank. Circular tank . | 4000 | Per litre
17.18 | Extra for providing and fixing of 8mm to 9mm thick ceramic glazed wall tiles instead of 5mm thick ceramic glazed wall tiles. |  | 600 | sqm | 136.61 |  |  | Excess(+) | 1 | Full Conversion | INR | [40 empty] | #VALUE! | #VALUE! | #VALUE! | 17.18 | Extra for providing and fixing of 8mm to 9mm thick ceramic glazed wall tiles instead of 5mm thick ceramic glazed wall tiles. | 600 | sqm
Total in Figures | [51 empty] | #VALUE! | #VALUE! | #VALUE!
Quoted Rate in Figures |  |  |  | Select | [47 empty] | 0 | 0 | #VALUE!
Quoted Rate in Words |  | #VALUE!
Note on K15: gepadmin: 1. If you choose "Full Conversion" then Column BA (AMOUNT) and Column BB (TAXES) BOTH values will be convert based on selected Currency in (Column L). 2. If you choose "Partial Conversion" then Column BA (AMOUNT) only will be converted based on selected currency (Column L) and Column BB (TAXES) value (INR) will be added to the converted values.
Note on K18: gepadmin: 1. If you choose "Full Conversion" then Column BA (AMOUNT) and Column BB (TAXES) BOTH values will be convert based on selected Currency in (Column L). 2. If you choose "Partial Conversion" then Column BA (AMOUNT) only will be converted based on selected currency (Column L) and Column BB (TAXES) value (INR) will be added to the converted values.
Note on K20: gepadmin: 1. If you choose "Full Conversion" then Column BA (AMOUNT) and Column BB (TAXES) BOTH values will be convert based on selected Currency in (Column L). 2. If you choose "Partial Conversion" then Column BA (AMOUNT) only will be converted based on selected currency (Column L) and Column BB (TAXES) value (INR) will be added to the converted values.
Note on K23: gepadmin: 1. If you choose "Full Conversion" then Column BA (AMOUNT) and Column BB (TAXES) BOTH values will be convert based on selected Currency in (Column L). 2. If you choose "Partial Conversion" then Column BA (AMOUNT) only will be converted based on selected currency (Column L) and Column BB (TAXES) value (INR) will be added to the converted values.
Note on K25: gepadmin: 1. If you choose "Full Conversion" then Column BA (AMOUNT) and Column BB (TAXES) BOTH values will be convert based on selected Currency in (Column L). 2. If you choose "Partial Conversion" then Column BA (AMOUNT) only will be converted based on selected currency (Column L) and Column BB (TAXES) value (INR) will be added to the converted values.
Note on K26: gepadmin: 1. If you choose "Full Conversion" then Column BA (AMOUNT) and Column BB (TAXES) BOTH values will be convert based on selected Currency in (Column L). 2. If you choose "Partial Conversion" then Column BA (AMOUNT) only will be converted based on selected currency (Column L) and Column BB (TAXES) value (INR) will be added to the converted values.
Note on K28: gepadmin: 1. If you choose "Full Conversion" then Column BA (AMOUNT) and Column BB (TAXES) BOTH values will be convert based on selected Currency in (Column L). 2. If you choose "Partial Conversion" then Column BA (AMOUNT) only will be converted based on selected currency (Column L) and Column BB (TAXES) value (INR) will be added to the converted values.
Note on K30: gepadmin: 1. If you choose "Full Conversion" then Column BA (AMOUNT) and Column BB (TAXES) BOTH values will be convert based on selected Currency in (Column L). 2. If you choose "Partial Conversion" then Column BA (AMOUNT) only will be converted based on selected currency (Column L) and Column BB (TAXES) value (INR) will be added to the converted values.
Note on K31: gepadmin: 1. If you choose "Full Conversion" then Column BA (AMOUNT) and Column BB (TAXES) BOTH values will be convert based on selected Currency in (Column L). 2. If you choose "Partial Conversion" then Column BA (AMOUNT) only will be converted based on selected currency (Column L) and Column BB (TAXES) value (INR) will be added to the converted values.
Note on K33: gepadmin: 1. If you choose "Full Conversion" then Column BA (AMOUNT) and Column BB (TAXES) BOTH values will be convert based on selected Currency in (Column L). 2. If you choose "Partial Conversion" then Column BA (AMOUNT) only will be converted based on selected currency (Column L) and Column BB (TAXES) value (INR) will be added to the converted values.
Note on K36: gepadmin: 1. If you choose "Full Conversion" then Column BA (AMOUNT) and Column BB (TAXES) BOTH values will be convert based on selected Currency in (Column L). 2. If you choose "Partial Conversion" then Column BA (AMOUNT) only will be converted based on selected currency (Column L) and Column BB (TAXES) value (INR) will be added to the converted values.
Note on K38: gepadmin: 1. If you choose "Full Conversion" then Column BA (AMOUNT) and Column BB (TAXES) BOTH values will be convert based on selected Currency in (Column L). 2. If you choose "Partial Conversion" then Column BA (AMOUNT) only will be converted based on selected currency (Column L) and Column BB (TAXES) value (INR) will be added to the converted values.
Note on K39: gepadmin: 1. If you choose "Full Conversion" then Column BA (AMOUNT) and Column BB (TAXES) BOTH values will be convert based on selected Currency in (Column L). 2. If you choose "Partial Conversion" then Column BA (AMOUNT) only will be converted based on selected currency (Column L) and Column BB (TAXES) value (INR) will be added to the converted values.
Note on K41: gepadmin: 1. If you choose "Full Conversion" then Column BA (AMOUNT) and Column BB (TAXES) BOTH values will be convert based on selected Currency in (Column L). 2. If you choose "Partial Conversion" then Column BA (AMOUNT) only will be converted based on selected currency (Column L) and Column BB (TAXES) value (INR) will be added to the converted values.
Note on K42: gepadmin: 1. If you choose "Full Conversion" then Column BA (AMOUNT) and Column BB (TAXES) BOTH values will be convert based on selected Currency in (Column L). 2. If you choose "Partial Conversion" then Column BA (AMOUNT) only will be converted based on selected currency (Column L) and Column BB (TAXES) value (INR) will be added to the converted values.
Note on K46: gepadmin: 1. If you choose "Full Conversion" then Column BA (AMOUNT) and Column BB (TAXES) BOTH values will be convert based on selected Currency in (Column L). 2. If you choose "Partial Conversion" then Column BA (AMOUNT) only will be converted based on selected currency (Column L) and Column BB (TAXES) value (INR) will be added to the converted values.
Note on K48: gepadmin: 1. If you choose "Full Conversion" then Column BA (AMOUNT) and Column BB (TAXES) BOTH values will be convert based on selected Currency in (Column L). 2. If you choose "Partial Conversion" then Column BA (AMOUNT) only will be converted based on selected currency (Column L) and Column BB (TAXES) value (INR) will be added to the converted values.
Note on K49: gepadmin: 1. If you choose "Full Conversion" then Column BA (AMOUNT) and Column BB (TAXES) BOTH values will be convert based on selected Currency in (Column L). 2. If you choose "Partial Conversion" then Column BA (AMOUNT) only will be converted based on selected currency (Column L) and Column BB (TAXES) value (INR) will be added to the converted values.
Note on K50: gepadmin: 1. If you choose "Full Conversion" then Column BA (AMOUNT) and Column BB (TAXES) BOTH values will be convert based on selected Currency in (Column L). 2. If you choose "Partial Conversion" then Column BA (AMOUNT) only will be converted based on selected currency (Column L) and Column BB (TAXES) value (INR) will be added to the converted values.
Note on K52: gepadmin: 1. If you choose "Full Conversion" then Column BA (AMOUNT) and Column BB (TAXES) BOTH values will be convert based on selected Currency in (Column L). 2. If you choose "Partial Conversion" then Column BA (AMOUNT) only will be converted based on selected currency (Column L) and Column BB (TAXES) value (INR) will be added to the converted values.
Note on K53: gepadmin: 1. If you choose "Full Conversion" then Column BA (AMOUNT) and Column BB (TAXES) BOTH values will be convert based on selected Currency in (Column L). 2. If you choose "Partial Conversion" then Column BA (AMOUNT) only will be converted based on selected currency (Column L) and Column BB (TAXES) value (INR) will be added to the converted values.
Note on K56: gepadmin: 1. If you choose "Full Conversion" then Column BA (AMOUNT) and Column BB (TAXES) BOTH values will be convert based on selected Currency in (Column L). 2. If you choose "Partial Conversion" then Column BA (AMOUNT) only will be converted based on selected currency (Column L) and Column BB (TAXES) value (INR) will be added to the converted values.
Note on K58: gepadmin: 1. If you choose "Full Conversion" then Column BA (AMOUNT) and Column BB (TAXES) BOTH values will be convert based on selected Currency in (Column L). 2. If you choose "Partial Conversion" then Column BA (AMOUNT) only will be converted based on selected currency (Column L) and Column BB (TAXES) value (INR) will be added to the converted values.
Note on K60: gepadmin: 1. If you choose "Full Conversion" then Column BA (AMOUNT) and Column BB (TAXES) BOTH values will be convert based on selected Currency in (Column L). 2. If you choose "Partial Conversion" then Column BA (AMOUNT) only will be converted based on selected currency (Column L) and Column BB (TAXES) value (INR) will be added to the converted values.
Note on K62: gepadmin: 1. If you choose "Full Conversion" then Column BA (AMOUNT) and Column BB (TAXES) BOTH values will be convert based on selected Currency in (Column L). 2. If you choose "Partial Conversion" then Column BA (AMOUNT) only will be converted based on selected currency (Column L) and Column BB (TAXES) value (INR) will be added to the converted values.
Note on K64: gepadmin: 1. If you choose "Full Conversion" then Column BA (AMOUNT) and Column BB (TAXES) BOTH values will be convert based on selected Currency in (Column L). 2. If you choose "Partial Conversion" then Column BA (AMOUNT) only will be converted based on selected currency (Column L) and Column BB (TAXES) value (INR) will be added to the converted values.
Note on K66: gepadmin: 1. If you choose "Full Conversion" then Column BA (AMOUNT) and Column BB (TAXES) BOTH values will be convert based on selected Currency in (Column L). 2. If you choose "Partial Conversion" then Column BA (AMOUNT) only will be converted based on selected currency (Column L) and Column BB (TAXES) value (INR) will be added to the converted values.
Note on K68: gepadmin: 1. If you choose "Full Conversion" then Column BA (AMOUNT) and Column BB (TAXES) BOTH values will be convert based on selected Currency in (Column L). 2. If you choose "Partial Conversion" then Column BA (AMOUNT) only will be converted based on selected currency (Column L) and Column BB (TAXES) value (INR) will be added to the converted values.
Note on K71: gepadmin: 1. If you choose "Full Conversion" then Column BA (AMOUNT) and Column BB (TAXES) BOTH values will be convert based on selected Currency in (Column L). 2. If you choose "Partial Conversion" then Column BA (AMOUNT) only will be converted based on selected currency (Column L) and Column BB (TAXES) value (INR) will be added to the converted values.
Note on K72: gepadmin: 1. If you choose "Full Conversion" then Column BA (AMOUNT) and Column BB (TAXES) BOTH values will be convert based on selected Currency in (Column L). 2. If you choose "Partial Conversion" then Column BA (AMOUNT) only will be converted based on selected currency (Column L) and Column BB (TAXES) value (INR) will be added to the converted values.
Note on K74: gepadmin: 1. If you choose "Full Conversion" then Column BA (AMOUNT) and Column BB (TAXES) BOTH values will be convert based on selected Currency in (Column L). 2. If you choose "Partial Conversion" then Column BA (AMOUNT) only will be converted based on selected currency (Column L) and Column BB (TAXES) value (INR) will be added to the converted values.
Note on K77: gepadmin: 1. If you choose "Full Conversion" then Column BA (AMOUNT) and Column BB (TAXES) BOTH values will be convert based on selected Currency in (Column L). 2. If you choose "Partial Conversion" then Column BA (AMOUNT) only will be converted based on selected currency (Column L) and Column BB (TAXES) value (INR) will be added to the converted values.
Note on K79: gepadmin: 1. If you choose "Full Conversion" then Column BA (AMOUNT) and Column BB (TAXES) BOTH values will be convert based on selected Currency in (Column L). 2. If you choose "Partial Conversion" then Column BA (AMOUNT) only will be converted based on selected currency (Column L) and Column BB (TAXES) value (INR) will be added to the converted values.
Note on K80: gepadmin: 1. If you choose "Full Conversion" then Column BA (AMOUNT) and Column BB (TAXES) BOTH values will be convert based on selected Currency in (Column L). 2. If you choose "Partial Conversion" then Column BA (AMOUNT) only will be converted based on selected currency (Column L) and Column BB (TAXES) value (INR) will be added to the converted values.
Note on K82: gepadmin: 1. If you choose "Full Conversion" then Column BA (AMOUNT) and Column BB (TAXES) BOTH values will be convert based on selected Currency in (Column L). 2. If you choose "Partial Conversion" then Column BA (AMOUNT) only will be converted based on selected currency (Column L) and Column BB (TAXES) value (INR) will be added to the converted values.
Note on K83: gepadmin: 1. If you choose "Full Conversion" then Column BA (AMOUNT) and Column BB (TAXES) BOTH values will be convert based on selected Currency in (Column L). 2. If you choose "Partial Conversion" then Column BA (AMOUNT) only will be converted based on selected currency (Column L) and Column BB (TAXES) value (INR) will be added to the converted values.
Note on K85: gepadmin: 1. If you choose "Full Conversion" then Column BA (AMOUNT) and Column BB (TAXES) BOTH values will be convert based on selected Currency in (Column L). 2. If you choose "Partial Conversion" then Column BA (AMOUNT) only will be converted based on selected currency (Column L) and Column BB (TAXES) value (INR) will be added to the converted values.
Note on K87: gepadmin: 1. If you choose "Full Conversion" then Column BA (AMOUNT) and Column BB (TAXES) BOTH values will be convert based on selected Currency in (Column L). 2. If you choose "Partial Conversion" then Column BA (AMOUNT) only will be converted based on selected currency (Column L) and Column BB (TAXES) value (INR) will be added to the converted values.
Note on K88: gepadmin: 1. If you choose "Full Conversion" then Column BA (AMOUNT) and Column BB (TAXES) BOTH values will be convert based on selected Currency in (Column L). 2. If you choose "Partial Conversion" then Column BA (AMOUNT) only will be converted based on selected currency (Column L) and Column BB (TAXES) value (INR) will be added to the converted values.
Note on K90: gepadmin: 1. If you choose "Full Conversion" then Column BA (AMOUNT) and Column BB (TAXES) BOTH values will be convert based on selected Currency in (Column L). 2. If you choose "Partial Conversion" then Column BA (AMOUNT) only will be converted based on selected currency (Column L) and Column BB (TAXES) value (INR) will be added to the converted values.
Note on K92: gepadmin: 1. If you choose "Full Conversion" then Column BA (AMOUNT) and Column BB (TAXES) BOTH values will be convert based on selected Currency in (Column L). 2. If you choose "Partial Conversion" then Column BA (AMOUNT) only will be converted based on selected currency (Column L) and Column BB (TAXES) value (INR) will be added to the converted values.
Note on K93: gepadmin: 1. If you choose "Full Conversion" then Column BA (AMOUNT) and Column BB (TAXES) BOTH values will be convert based on selected Currency in (Column L). 2. If you choose "Partial Conversion" then Column BA (AMOUNT) only will be converted based on selected currency (Column L) and Column BB (TAXES) value (INR) will be added to the converted values.
Note on K94: gepadmin: 1. If you choose "Full Conversion" then Column BA (AMOUNT) and Column BB (TAXES) BOTH values will be convert based on selected Currency in (Column L). 2. If you choose "Partial Conversion" then Column BA (AMOUNT) only will be converted based on selected currency (Column L) and Column BB (TAXES) value (INR) will be added to the converted values.
Note on K96: gepadmin: 1. If you choose "Full Conversion" then Column BA (AMOUNT) and Column BB (TAXES) BOTH values will be convert based on selected Currency in (Column L). 2. If you choose "Partial Conversion" then Column BA (AMOUNT) only will be converted based on selected currency (Column L) and Column BB (TAXES) value (INR) will be added to the converted values.
Note on K98: gepadmin: 1. If you choose "Full Conversion" then Column BA (AMOUNT) and Column BB (TAXES) BOTH values will be convert based on selected Currency in (Column L). 2. If you choose "Partial Conversion" then Column BA (AMOUNT) only will be converted based on selected currency (Column L) and Column BB (TAXES) value (INR) will be added to the converted values.
Note on K99: gepadmin: 1. If you choose "Full Conversion" then Column BA (AMOUNT) and Column BB (TAXES) BOTH values will be convert based on selected Currency in (Column L). 2. If you choose "Partial Conversion" then Column BA (AMOUNT) only will be converted based on selected currency (Column L) and Column BB (TAXES) value (INR) will be added to the converted values.
Note on K101: gepadmin: 1. If you choose "Full Conversion" then Column BA (AMOUNT) and Column BB (TAXES) BOTH values will be convert based on selected Currency in (Column L). 2. If you choose "Partial Conversion" then Column BA (AMOUNT) only will be converted based on selected currency (Column L) and Column BB (TAXES) value (INR) will be added to the converted values.
Note on K103: gepadmin: 1. If you choose "Full Conversion" then Column BA (AMOUNT) and Column BB (TAXES) BOTH values will be convert based on selected Currency in (Column L). 2. If you choose "Partial Conversion" then Column BA (AMOUNT) only will be converted based on selected currency (Column L) and Column BB (TAXES) value (INR) will be added to the converted values.
Note on K105: gepadmin: 1. If you choose "Full Conversion" then Column BA (AMOUNT) and Column BB (TAXES) BOTH values will be convert based on selected Currency in (Column L). 2. If you choose "Partial Conversion" then Column BA (AMOUNT) only will be converted based on selected currency (Column L) and Column BB (TAXES) value (INR) will be added to the converted values.
Note on K106: gepadmin: 1. If you choose "Full Conversion" then Column BA (AMOUNT) and Column BB (TAXES) BOTH values will be convert based on selected Currency in (Column L). 2. If you choose "Partial Conversion" then Column BA (AMOUNT) only will be converted based on selected currency (Column L) and Column BB (TAXES) value (INR) will be added to the converted values.
Note on K107: gepadmin: 1. If you choose "Full Conversion" then Column BA (AMOUNT) and Column BB (TAXES) BOTH values will be convert based on selected Currency in (Column L). 2. If you choose "Partial Conversion" then Column BA (AMOUNT) only will be converted based on selected currency (Column L) and Column BB (TAXES) value (INR) will be added to the converted values.
Note on K108: gepadmin: 1. If you choose "Full Conversion" then Column BA (AMOUNT) and Column BB (TAXES) BOTH values will be convert based on selected Currency in (Column L). 2. If you choose "Partial Conversion" then Column BA (AMOUNT) only will be converted based on selected currency (Column L) and Column BB (TAXES) value (INR) will be added to the converted values.
Note on K111: gepadmin: 1. If you choose "Full Conversion" then Column BA (AMOUNT) and Column BB (TAXES) BOTH values will be convert based on selected Currency in (Column L). 2. If you choose "Partial Conversion" then Column BA (AMOUNT) only will be converted based on selected currency (Column L) and Column BB (TAXES) value (INR) will be added to the converted values.
Note on K112: gepadmin: 1. If you choose "Full Conversion" then Column BA (AMOUNT) and Column BB (TAXES) BOTH values will be convert based on selected Currency in (Column L). 2. If you choose "Partial Conversion" then Column BA (AMOUNT) only will be converted based on selected currency (Column L) and Column BB (TAXES) value (INR) will be added to the converted values.
Note on K113: gepadmin: 1. If you choose "Full Conversion" then Column BA (AMOUNT) and Column BB (TAXES) BOTH values will be convert based on selected Currency in (Column L). 2. If you choose "Partial Conversion" then Column BA (AMOUNT) only will be converted based on selected currency (Column L) and Column BB (TAXES) value (INR) will be added to the converted values.
Note on K115: gepadmin: 1. If you choose "Full Conversion" then Column BA (AMOUNT) and Column BB (TAXES) BOTH values will be convert based on selected Currency in (Column L). 2. If you choose "Partial Conversion" then Column BA (AMOUNT) only will be converted based on selected currency (Column L) and Column BB (TAXES) value (INR) will be added to the converted values.
Note on K117: gepadmin: 1. If you choose "Full Conversion" then Column BA (AMOUNT) and Column BB (TAXES) BOTH values will be convert based on selected Currency in (Column L). 2. If you choose "Partial Conversion" then Column BA (AMOUNT) only will be converted based on selected currency (Column L) and Column BB (TAXES) value (INR) will be added to the converted values.
Note on K118: gepadmin: 1. If you choose "Full Conversion" then Column BA (AMOUNT) and Column BB (TAXES) BOTH values will be convert based on selected Currency in (Column L). 2. If you choose "Partial Conversion" then Column BA (AMOUNT) only will be converted based on selected currency (Column L) and Column BB (TAXES) value (INR) will be added to the converted values.
Note on K119: gepadmin: 1. If you choose "Full Conversion" then Column BA (AMOUNT) and Column BB (TAXES) BOTH values will be convert based on selected Currency in (Column L). 2. If you choose "Partial Conversion" then Column BA (AMOUNT) only will be converted based on selected currency (Column L) and Column BB (TAXES) value (INR) will be added to the converted values.
Note on K121: gepadmin: 1. If you choose "Full Conversion" then Column BA (AMOUNT) and Column BB (TAXES) BOTH values will be convert based on selected Currency in (Column L). 2. If you choose "Partial Conversion" then Column BA (AMOUNT) only will be converted based on selected currency (Column L) and Column BB (TAXES) value (INR) will be added to the converted values.
Note on K124: gepadmin: 1. If you choose "Full Conversion" then Column BA (AMOUNT) and Column BB (TAXES) BOTH values will be convert based on selected Currency in (Column L). 2. If you choose "Partial Conversion" then Column BA (AMOUNT) only will be converted based on selected currency (Column L) and Column BB (TAXES) value (INR) will be added to the converted values.
Note on K126: gepadmin: 1. If you choose "Full Conversion" then Column BA (AMOUNT) and Column BB (TAXES) BOTH values will be convert based on selected Currency in (Column L). 2. If you choose "Partial Conversion" then Column BA (AMOUNT) only will be converted based on selected currency (Column L) and Column BB (TAXES) value (INR) will be added to the converted values.
Note on K128: gepadmin: 1. If you choose "Full Conversion" then Column BA (AMOUNT) and Column BB (TAXES) BOTH values will be convert based on selected Currency in (Column L). 2. If you choose "Partial Conversion" then Column BA (AMOUNT) only will be converted based on selected currency (Column L) and Column BB (TAXES) value (INR) will be added to the converted values.
Note on K131: gepadmin: 1. If you choose "Full Conversion" then Column BA (AMOUNT) and Column BB (TAXES) BOTH values will be convert based on selected Currency in (Column L). 2. If you choose "Partial Conversion" then Column BA (AMOUNT) only will be converted based on selected currency (Column L) and Column BB (TAXES) value (INR) will be added to the converted values.
Note on K134: gepadmin: 1. If you choose "Full Conversion" then Column BA (AMOUNT) and Column BB (TAXES) BOTH values will be convert based on selected Currency in (Column L). 2. If you choose "Partial Conversion" then Column BA (AMOUNT) only will be converted based on selected currency (Column L) and Column BB (TAXES) value (INR) will be added to the converted values.
Note on K137: gepadmin: 1. If you choose "Full Conversion" then Column BA (AMOUNT) and Column BB (TAXES) BOTH values will be convert based on selected Currency in (Column L). 2. If you choose "Partial Conversion" then Column BA (AMOUNT) only will be converted based on selected currency (Column L) and Column BB (TAXES) value (INR) will be added to the converted values.
Note on K140: gepadmin: 1. If you choose "Full Conversion" then Column BA (AMOUNT) and Column BB (TAXES) BOTH values will be convert based on selected Currency in (Column L). 2. If you choose "Partial Conversion" then Column BA (AMOUNT) only will be converted based on selected currency (Column L) and Column BB (TAXES) value (INR) will be added to the converted values.
Note on K143: gepadmin: 1. If you choose "Full Conversion" then Column BA (AMOUNT) and Column BB (TAXES) BOTH values will be convert based on selected Currency in (Column L). 2. If you choose "Partial Conversion" then Column BA (AMOUNT) only will be converted based on selected currency (Column L) and Column BB (TAXES) value (INR) will be added to the converted values.
Note on K145: gepadmin: 1. If you choose "Full Conversion" then Column BA (AMOUNT) and Column BB (TAXES) BOTH values will be convert based on selected Currency in (Column L). 2. If you choose "Partial Conversion" then Column BA (AMOUNT) only will be converted based on selected currency (Column L) and Column BB (TAXES) value (INR) will be added to the converted values.
Note on K147: gepadmin: 1. If you choose "Full Conversion" then Column BA (AMOUNT) and Column BB (TAXES) BOTH values will be convert based on selected Currency in (Column L). 2. If you choose "Partial Conversion" then Column BA (AMOUNT) only will be converted based on selected currency (Column L) and Column BB (TAXES) value (INR) will be added to the converted values.
Note on K148: gepadmin: 1. If you choose "Full Conversion" then Column BA (AMOUNT) and Column BB (TAXES) BOTH values will be convert based on selected Currency in (Column L). 2. If you choose "Partial Conversion" then Column BA (AMOUNT) only will be converted based on selected currency (Column L) and Column BB (TAXES) value (INR) will be added to the converted values.
Note on K151: gepadmin: 1. If you choose "Full Conversion" then Column BA (AMOUNT) and Column BB (TAXES) BOTH values will be convert based on selected Currency in (Column L). 2. If you choose "Partial Conversion" then Column BA (AMOUNT) only will be converted based on selected currency (Column L) and Column BB (TAXES) value (INR) will be added to the converted values.
Note on K153: gepadmin: 1. If you choose "Full Conversion" then Column BA (AMOUNT) and Column BB (TAXES) BOTH values will be convert based on selected Currency in (Column L). 2. If you choose "Partial Conversion" then Column BA (AMOUNT) only will be converted based on selected currency (Column L) and Column BB (TAXES) value (INR) will be added to the converted values.
Note on K156: gepadmin: 1. If you choose "Full Conversion" then Column BA (AMOUNT) and Column BB (TAXES) BOTH values will be convert based on selected Currency in (Column L). 2. If you choose "Partial Conversion" then Column BA (AMOUNT) only will be converted based on selected currency (Column L) and Column BB (TAXES) value (INR) will be added to the converted values.
Note on K157: gepadmin: 1. If you choose "Full Conversion" then Column BA (AMOUNT) and Column BB (TAXES) BOTH values will be convert based on selected Currency in (Column L). 2. If you choose "Partial Conversion" then Column BA (AMOUNT) only will be converted based on selected currency (Column L) and Column BB (TAXES) value (INR) will be added to the converted values.
Note on K158: gepadmin: 1. If you choose "Full Conversion" then Column BA (AMOUNT) and Column BB (TAXES) BOTH values will be convert based on selected Currency in (Column L). 2. If you choose "Partial Conversion" then Column BA (AMOUNT) only will be converted based on selected currency (Column L) and Column BB (TAXES) value (INR) will be added to the converted values.
Note on K159: gepadmin: 1. If you choose "Full Conversion" then Column BA (AMOUNT) and Column BB (TAXES) BOTH values will be convert based on selected Currency in (Column L). 2. If you choose "Partial Conversion" then Column BA (AMOUNT) only will be converted based on selected currency (Column L) and Column BB (TAXES) value (INR) will be added to the converted values.
Note on K160: gepadmin: 1. If you choose "Full Conversion" then Column BA (AMOUNT) and Column BB (TAXES) BOTH values will be convert based on selected Currency in (Column L). 2. If you choose "Partial Conversion" then Column BA (AMOUNT) only will be converted based on selected currency (Column L) and Column BB (TAXES) value (INR) will be added to the converted values.
Note on K162: gepadmin: 1. If you choose "Full Conversion" then Column BA (AMOUNT) and Column BB (TAXES) BOTH values will be convert based on selected Currency in (Column L). 2. If you choose "Partial Conversion" then Column BA (AMOUNT) only will be converted based on selected currency (Column L) and Column BB (TAXES) value (INR) will be added to the converted values.
Note on K163: gepadmin: 1. If you choose "Full Conversion" then Column BA (AMOUNT) and Column BB (TAXES) BOTH values will be convert based on selected Currency in (Column L). 2. If you choose "Partial Conversion" then Column BA (AMOUNT) only will be converted based on selected currency (Column L) and Column BB (TAXES) value (INR) will be added to the converted values.
Note on K165: gepadmin: 1. If you choose "Full Conversion" then Column BA (AMOUNT) and Column BB (TAXES) BOTH values will be convert based on selected Currency in (Column L). 2. If you choose "Partial Conversion" then Column BA (AMOUNT) only will be converted based on selected currency (Column L) and Column BB (TAXES) value (INR) will be added to the converted values.
Note on K166: gepadmin: 1. If you choose "Full Conversion" then Column BA (AMOUNT) and Column BB (TAXES) BOTH values will be convert based on selected Currency in (Column L). 2. If you choose "Partial Conversion" then Column BA (AMOUNT) only will be converted based on selected currency (Column L) and Column BB (TAXES) value (INR) will be added to the converted values.
Note on K167: gepadmin: 1. If you choose "Full Conversion" then Column BA (AMOUNT) and Column BB (TAXES) BOTH values will be convert based on selected Currency in (Column L). 2. If you choose "Partial Conversion" then Column BA (AMOUNT) only will be converted based on selected currency (Column L) and Column BB (TAXES) value (INR) will be added to the converted values.
Note on K169: gepadmin: 1. If you choose "Full Conversion" then Column BA (AMOUNT) and Column BB (TAXES) BOTH values will be convert based on selected Currency in (Column L). 2. If you choose "Partial Conversion" then Column BA (AMOUNT) only will be converted based on selected currency (Column L) and Column BB (TAXES) value (INR) will be added to the converted values.
Note on K171: gepadmin: 1. If you choose "Full Conversion" then Column BA (AMOUNT) and Column BB (TAXES) BOTH values will be convert based on selected Currency in (Column L). 2. If you choose "Partial Conversion" then Column BA (AMOUNT) only will be converted based on selected currency (Column L) and Column BB (TAXES) value (INR) will be added to the converted values.
Note on K172: gepadmin: 1. If you choose "Full Conversion" then Column BA (AMOUNT) and Column BB (TAXES) BOTH values will be convert based on selected Currency in (Column L). 2. If you choose "Partial Conversion" then Column BA (AMOUNT) only will be converted based on selected currency (Column L) and Column BB (TAXES) value (INR) will be added to the converted values.
Note on K173: gepadmin: 1. If you choose "Full Conversion" then Column BA (AMOUNT) and Column BB (TAXES) BOTH values will be convert based on selected Currency in (Column L). 2. If you choose "Partial Conversion" then Column BA (AMOUNT) only will be converted based on selected currency (Column L) and Column BB (TAXES) value (INR) will be added to the converted values.
Note on K174: gepadmin: 1. If you choose "Full Conversion" then Column BA (AMOUNT) and Column BB (TAXES) BOTH values will be convert based on selected Currency in (Column L). 2. If you choose "Partial Conversion" then Column BA (AMOUNT) only will be converted based on selected currency (Column L) and Column BB (TAXES) value (INR) will be added to the converted values.
Note on K176: gepadmin: 1. If you choose "Full Conversion" then Column BA (AMOUNT) and Column BB (TAXES) BOTH values will be convert based on selected Currency in (Column L). 2. If you choose "Partial Conversion" then Column BA (AMOUNT) only will be converted based on selected currency (Column L) and Column BB (TAXES) value (INR) will be added to the converted values.
Note on K179: gepadmin: 1. If you choose "Full Conversion" then Column BA (AMOUNT) and Column BB (TAXES) BOTH values will be convert based on selected Currency in (Column L). 2. If you choose "Partial Conversion" then Column BA (AMOUNT) only will be converted based on selected currency (Column L) and Column BB (TAXES) value (INR) will be added to the converted values.
Note on K181: gepadmin: 1. If you choose "Full Conversion" then Column BA (AMOUNT) and Column BB (TAXES) BOTH values will be convert based on selected Currency in (Column L). 2. If you choose "Partial Conversion" then Column BA (AMOUNT) only will be converted based on selected currency (Column L) and Column BB (TAXES) value (INR) will be added to the converted values.
Note on K183: gepadmin: 1. If you choose "Full Conversion" then Column BA (AMOUNT) and Column BB (TAXES) BOTH values will be convert based on selected Currency in (Column L). 2. If you choose "Partial Conversion" then Column BA (AMOUNT) only will be converted based on selected currency (Column L) and Column BB (TAXES) value (INR) will be added to the converted values.
Note on K184: gepadmin: 1. If you choose "Full Conversion" then Column BA (AMOUNT) and Column BB (TAXES) BOTH values will be convert based on selected Currency in (Column L). 2. If you choose "Partial Conversion" then Column BA (AMOUNT) only will be converted based on selected currency (Column L) and Column BB (TAXES) value (INR) will be added to the converted values.
Note on K185: gepadmin: 1. If you choose "Full Conversion" then Column BA (AMOUNT) and Column BB (TAXES) BOTH values will be convert based on selected Currency in (Column L). 2. If you choose "Partial Conversion" then Column BA (AMOUNT) only will be converted based on selected currency (Column L) and Column BB (TAXES) value (INR) will be added to the converted values.
Note on K187: gepadmin: 1. If you choose "Full Conversion" then Column BA (AMOUNT) and Column BB (TAXES) BOTH values will be convert based on selected Currency in (Column L). 2. If you choose "Partial Conversion" then Column BA (AMOUNT) only will be converted based on selected currency (Column L) and Column BB (TAXES) value (INR) will be added to the converted values.
Note on K188: gepadmin: 1. If you choose "Full Conversion" then Column BA (AMOUNT) and Column BB (TAXES) BOTH values will be convert based on selected Currency in (Column L). 2. If you choose "Partial Conversion" then Column BA (AMOUNT) only will be converted based on selected currency (Column L) and Column BB (TAXES) value (INR) will be added to the converted values.
Note on K189: gepadmin: 1. If you choose "Full Conversion" then Column BA (AMOUNT) and Column BB (TAXES) BOTH values will be convert based on selected Currency in (Column L). 2. If you choose "Partial Conversion" then Column BA (AMOUNT) only will be converted based on selected currency (Column L) and Column BB (TAXES) value (INR) will be added to the converted values.
Note on K190: gepadmin: 1. If you choose "Full Conversion" then Column BA (AMOUNT) and Column BB (TAXES) BOTH values will be convert based on selected Currency in (Column L). 2. If you choose "Partial Conversion" then Column BA (AMOUNT) only will be converted based on selected currency (Column L) and Column BB (TAXES) value (INR) will be added to the converted values.
Note on K191: gepadmin: 1. If you choose "Full Conversion" then Column BA (AMOUNT) and Column BB (TAXES) BOTH values will be convert based on selected Currency in (Column L). 2. If you choose "Partial Conversion" then Column BA (AMOUNT) only will be converted based on selected currency (Column L) and Column BB (TAXES) value (INR) will be added to the converted values.
Note on K192: gepadmin: 1. If you choose "Full Conversion" then Column BA (AMOUNT) and Column BB (TAXES) BOTH values will be convert based on selected Currency in (Column L). 2. If you choose "Partial Conversion" then Column BA (AMOUNT) only will be converted based on selected currency (Column L) and Column BB (TAXES) value (INR) will be added to the converted values.
Note on K194: gepadmin: 1. If you choose "Full Conversion" then Column BA (AMOUNT) and Column BB (TAXES) BOTH values will be convert based on selected Currency in (Column L). 2. If you choose "Partial Conversion" then Column BA (AMOUNT) only will be converted based on selected currency (Column L) and Column BB (TAXES) value (INR) will be added to the converted values.
Note on K196: gepadmin: 1. If you choose "Full Conversion" then Column BA (AMOUNT) and Column BB (TAXES) BOTH values will be convert based on selected Currency in (Column L). 2. If you choose "Partial Conversion" then Column BA (AMOUNT) only will be converted based on selected currency (Column L) and Column BB (TAXES) value (INR) will be added to the converted values.
Note on K198: gepadmin: 1. If you choose "Full Conversion" then Column BA (AMOUNT) and Column BB (TAXES) BOTH values will be convert based on selected Currency in (Column L). 2. If you choose "Partial Conversion" then Column BA (AMOUNT) only will be converted based on selected currency (Column L) and Column BB (TAXES) value (INR) will be added to the converted values.
Note on K200: gepadmin: 1. If you choose "Full Conversion" then Column BA (AMOUNT) and Column BB (TAXES) BOTH values will be convert based on selected Currency in (Column L). 2. If you choose "Partial Conversion" then Column BA (AMOUNT) only will be converted based on selected currency (Column L) and Column BB (TAXES) value (INR) will be added to the converted values.
Note on K201: gepadmin: 1. If you choose "Full Conversion" then Column BA (AMOUNT) and Column BB (TAXES) BOTH values will be convert based on selected Currency in (Column L). 2. If you choose "Partial Conversion" then Column BA (AMOUNT) only will be converted based on selected currency (Column L) and Column BB (TAXES) value (INR) will be added to the converted values.
Note on K204: gepadmin: 1. If you choose "Full Conversion" then Column BA (AMOUNT) and Column BB (TAXES) BOTH values will be convert based on selected Currency in (Column L). 2. If you choose "Partial Conversion" then Column BA (AMOUNT) only will be converted based on selected currency (Column L) and Column BB (TAXES) value (INR) will be added to the converted values.
Note on K205: gepadmin: 1. If you choose "Full Conversion" then Column BA (AMOUNT) and Column BB (TAXES) BOTH values will be convert based on selected Currency in (Column L). 2. If you choose "Partial Conversion" then Column BA (AMOUNT) only will be converted based on selected currency (Column L) and Column BB (TAXES) value (INR) will be added to the converted values.
Note on K208: gepadmin: 1. If you choose "Full Conversion" then Column BA (AMOUNT) and Column BB (TAXES) BOTH values will be convert based on selected Currency in (Column L). 2. If you choose "Partial Conversion" then Column BA (AMOUNT) only will be converted based on selected currency (Column L) and Column BB (TAXES) value (INR) will be added to the converted values.
Note on K210: gepadmin: 1. If you choose "Full Conversion" then Column BA (AMOUNT) and Column BB (TAXES) BOTH values will be convert based on selected Currency in (Column L). 2. If you choose "Partial Conversion" then Column BA (AMOUNT) only will be converted based on selected currency (Column L) and Column BB (TAXES) value (INR) will be added to the converted values.
Note on K213: gepadmin: 1. If you choose "Full Conversion" then Column BA (AMOUNT) and Column BB (TAXES) BOTH values will be convert based on selected Currency in (Column L). 2. If you choose "Partial Conversion" then Column BA (AMOUNT) only will be converted based on selected currency (Column L) and Column BB (TAXES) value (INR) will be added to the converted values.
Note on K215: gepadmin: 1. If you choose "Full Conversion" then Column BA (AMOUNT) and Column BB (TAXES) BOTH values will be convert based on selected Currency in (Column L). 2. If you choose "Partial Conversion" then Column BA (AMOUNT) only will be converted based on selected currency (Column L) and Column BB (TAXES) value (INR) will be added to the converted values.
Note on K218: gepadmin: 1. If you choose "Full Conversion" then Column BA (AMOUNT) and Column BB (TAXES) BOTH values will be convert based on selected Currency in (Column L). 2. If you choose "Partial Conversion" then Column BA (AMOUNT) only will be converted based on selected currency (Column L) and Column BB (TAXES) value (INR) will be added to the converted values.
Note on K219: gepadmin: 1. If you choose "Full Conversion" then Column BA (AMOUNT) and Column BB (TAXES) BOTH values will be convert based on selected Currency in (Column L). 2. If you choose "Partial Conversion" then Column BA (AMOUNT) only will be converted based on selected currency (Column L) and Column BB (TAXES) value (INR) will be added to the converted values.
Note on K221: gepadmin: 1. If you choose "Full Conversion" then Column BA (AMOUNT) and Column BB (TAXES) BOTH values will be convert based on selected Currency in (Column L). 2. If you choose "Partial Conversion" then Column BA (AMOUNT) only will be converted based on selected currency (Column L) and Column BB (TAXES) value (INR) will be added to the converted values.
Note on K225: gepadmin: 1. If you choose "Full Conversion" then Column BA (AMOUNT) and Column BB (TAXES) BOTH values will be convert based on selected Currency in (Column L). 2. If you choose "Partial Conversion" then Column BA (AMOUNT) only will be converted based on selected currency (Column L) and Column BB (TAXES) value (INR) will be added to the converted values.
Note on K227: gepadmin: 1. If you choose "Full Conversion" then Column BA (AMOUNT) and Column BB (TAXES) BOTH values will be convert based on selected Currency in (Column L). 2. If you choose "Partial Conversion" then Column BA (AMOUNT) only will be converted based on selected currency (Column L) and Column BB (TAXES) value (INR) will be added to the converted values.
Note on K230: gepadmin: 1. If you choose "Full Conversion" then Column BA (AMOUNT) and Column BB (TAXES) BOTH values will be convert based on selected Currency in (Column L). 2. If you choose "Partial Conversion" then Column BA (AMOUNT) only will be converted based on selected currency (Column L) and Column BB (TAXES) value (INR) will be added to the converted values.
Note on K232: gepadmin: 1. If you choose "Full Conversion" then Column BA (AMOUNT) and Column BB (TAXES) BOTH values will be convert based on selected Currency in (Column L). 2. If you choose "Partial Conversion" then Column BA (AMOUNT) only will be converted based on selected currency (Column L) and Column BB (TAXES) value (INR) will be added to the converted values.
Note on K234: gepadmin: 1. If you choose "Full Conversion" then Column BA (AMOUNT) and Column BB (TAXES) BOTH values will be convert based on selected Currency in (Column L). 2. If you choose "Partial Conversion" then Column BA (AMOUNT) only will be converted based on selected currency (Column L) and Column BB (TAXES) value (INR) will be added to the converted values.
Note on K235: gepadmin: 1. If you choose "Full Conversion" then Column BA (AMOUNT) and Column BB (TAXES) BOTH values will be convert based on selected Currency in (Column L). 2. If you choose "Partial Conversion" then Column BA (AMOUNT) only will be converted based on selected currency (Column L) and Column BB (TAXES) value (INR) will be added to the converted values.
Note on K236: gepadmin: 1. If you choose "Full Conversion" then Column BA (AMOUNT) and Column BB (TAXES) BOTH values will be convert based on selected Currency in (Column L). 2. If you choose "Partial Conversion" then Column BA (AMOUNT) only will be converted based on selected currency (Column L) and Column BB (TAXES) value (INR) will be added to the converted values.
Note on K237: gepadmin: 1. If you choose "Full Conversion" then Column BA (AMOUNT) and Column BB (TAXES) BOTH values will be convert based on selected Currency in (Column L). 2. If you choose "Partial Conversion" then Column BA (AMOUNT) only will be converted based on selected currency (Column L) and Column BB (TAXES) value (INR) will be added to the converted values.
Note on K238: gepadmin: 1. If you choose "Full Conversion" then Column BA (AMOUNT) and Column BB (TAXES) BOTH values will be convert based on selected Currency in (Column L). 2. If you choose "Partial Conversion" then Column BA (AMOUNT) only will be converted based on selected currency (Column L) and Column BB (TAXES) value (INR) will be added to the converted values.
Note on K239: gepadmin: 1. If you choose "Full Conversion" then Column BA (AMOUNT) and Column BB (TAXES) BOTH values will be convert based on selected Currency in (Column L). 2. If you choose "Partial Conversion" then Column BA (AMOUNT) only will be converted based on selected currency (Column L) and Column BB (TAXES) value (INR) will be added to the converted values.
Note on K240: gepadmin: 1. If you choose "Full Conversion" then Column BA (AMOUNT) and Column BB (TAXES) BOTH values will be convert based on selected Currency in (Column L). 2. If you choose "Partial Conversion" then Column BA (AMOUNT) only will be converted based on selected currency (Column L) and Column BB (TAXES) value (INR) will be added to the converted values.
Note on K241: gepadmin: 1. If you choose "Full Conversion" then Column BA (AMOUNT) and Column BB (TAXES) BOTH values will be convert based on selected Currency in (Column L). 2. If you choose "Partial Conversion" then Column BA (AMOUNT) only will be converted based on selected currency (Column L) and Column BB (TAXES) value (INR) will be added to the converted values.
Note on K242: gepadmin: 1. If you choose "Full Conversion" then Column BA (AMOUNT) and Column BB (TAXES) BOTH values will be convert based on selected Currency in (Column L). 2. If you choose "Partial Conversion" then Column BA (AMOUNT) only will be converted based on selected currency (Column L) and Column BB (TAXES) value (INR) will be added to the converted values.
Note on K243: gepadmin: 1. If you choose "Full Conversion" then Column BA (AMOUNT) and Column BB (TAXES) BOTH values will be convert based on selected Currency in (Column L). 2. If you choose "Partial Conversion" then Column BA (AMOUNT) only will be converted based on selected currency (Column L) and Column BB (TAXES) value (INR) will be added to the converted values.
Note on K244: gepadmin: 1. If you choose "Full Conversion" then Column BA (AMOUNT) and Column BB (TAXES) BOTH values will be convert based on selected Currency in (Column L). 2. If you choose "Partial Conversion" then Column BA (AMOUNT) only will be converted based on selected currency (Column L) and Column BB (TAXES) value (INR) will be added to the converted values.
Note on K245: gepadmin: 1. If you choose "Full Conversion" then Column BA (AMOUNT) and Column BB (TAXES) BOTH values will be convert based on selected Currency in (Column L). 2. If you choose "Partial Conversion" then Column BA (AMOUNT) only will be converted based on selected currency (Column L) and Column BB (TAXES) value (INR) will be added to the converted values.
Note on K246: gepadmin: 1. If you choose "Full Conversion" then Column BA (AMOUNT) and Column BB (TAXES) BOTH values will be convert based on selected Currency in (Column L). 2. If you choose "Partial Conversion" then Column BA (AMOUNT) only will be converted based on selected currency (Column L) and Column BB (TAXES) value (INR) will be added to the converted values.
Note on K247: gepadmin: 1. If you choose "Full Conversion" then Column BA (AMOUNT) and Column BB (TAXES) BOTH values will be convert based on selected Currency in (Column L). 2. If you choose "Partial Conversion" then Column BA (AMOUNT) only will be converted based on selected currency (Column L) and Column BB (TAXES) value (INR) will be added to the converted values.
Note on K248: gepadmin: 1. If you choose "Full Conversion" then Column BA (AMOUNT) and Column BB (TAXES) BOTH values will be convert based on selected Currency in (Column L). 2. If you choose "Partial Conversion" then Column BA (AMOUNT) only will be converted based on selected currency (Column L) and Column BB (TAXES) value (INR) will be added to the converted values.
Note on K249: gepadmin: 1. If you choose "Full Conversion" then Column BA (AMOUNT) and Column BB (TAXES) BOTH values will be convert based on selected Currency in (Column L). 2. If you choose "Partial Conversion" then Column BA (AMOUNT) only will be converted based on selected currency (Column L) and Column BB (TAXES) value (INR) will be added to the converted values.
Note on K250: gepadmin: 1. If you choose "Full Conversion" then Column BA (AMOUNT) and Column BB (TAXES) BOTH values will be convert based on selected Currency in (Column L). 2. If you choose "Partial Conversion" then Column BA (AMOUNT) only will be converted based on selected currency (Column L) and Column BB (TAXES) value (INR) will be added to the converted values.
Note on K251: gepadmin: 1. If you choose "Full Conversion" then Column BA (AMOUNT) and Column BB (TAXES) BOTH values will be convert based on selected Currency in (Column L). 2. If you choose "Partial Conversion" then Column BA (AMOUNT) only will be converted based on selected currency (Column L) and Column BB (TAXES) value (INR) will be added to the converted values.
Validate
Print
Help

## Macros
Please Enable Macros to View BoQ information