## BoQ1 (hidden)
Percentage BoQ
BoQ_Ver3.0 | Percentage | Normal | INR Only | INR
Select, At Par, Excess (+), Less (-) |  | IOCL
Tender Inviting Authority: Superintending Engineer, IWD IIT Kanpur
Name of Work: Annual contract for minor works in Residential Areas (Zone 1 & 2) (SH: Electrical works)
Contract No: 26/EE/Elect/2024
Name of the Bidder/ Bidding Firm / Company :
PRICE SCHEDULE (This BOQ template must not be modified/replaced by the bidder and the same should be uploaded after filling the relevent columns, else the bidder is liable to be rejected for this tender. Bidders are allowed to enter the Bidder Name and Values only )
NUMBER # | TEXT # | TEXT # | NUMBER # | TEXT # | NUMBER | NUMBER | TEXT | TEXT # | NUMBER # | TEXT# | TEXT # | NUMBER # | NUMBER | NUMBER | NUMBER | NUMBER | TEXT | TEXT | NUMBER | NUMBER | NUMBER | NUMBER | TEXT | TEXT | NUMBER | NUMBER | NUMBER | NUMBER | TEXT | TEXT | NUMBER | NUMBER | NUMBER | NUMBER | TEXT | TEXT | NUMBER | NUMBER | NUMBER | NUMBER | TEXT | TEXT | NUMBER | NUMBER | NUMBER # | NUMBER # | TEXT | TEXT | NUMBER # | NUMBER # | DATE | NUMBER # | NUMBER # | TEXT #
Sl. No. | Item Description | Item Code / Make | Quantity | Units | Estimated Rate in Rs. P |  |  | Addition / Deduction | Addition / Deduction Values | Currency Convertion against each Item | Quoted Currency in INR / Other Currency | BASIC RATE In Figures To be entered by the Bidder Rs. P | Excise Duty | VAT | Freight Charges ( Unloading & Stacking) | Any Other Taxes/Duties/Levies |  |  | Other Taxes 2 | IIIrd Party i.e DGS&D / RITES etc Inspection Charges @0.34%+Service Tax | Less for Cenvat Credit,if any respect of Supplies Under full Excise Duty Category | [30 empty] | TOTAL AMOUNT Without Taxes in Rs. P | TOTAL AMOUNT With Taxes | TOTAL AMOUNT In Words
1 | 2 | 3 | 3 | 4 | 5 | 7 | 8 | 9 | 10 | 11 | 12 | 13 | 14 | 15 | 16 | 17 | 18 | 19 | 20 | 21 | 22 | 23 | 24 | 25 | 26 | 27 | 28 | 29 | 30 | 31 | 32 | 33 | 34 | 35 | 36 | 37 | 38 | 39 | 40 | 41 | 42 | 43 | 44 | 45 | 46 | 47 | 48 | 49 | 50 | 51 | 52 | 6 | 54 | 7
1 | Wiring for light point/ fan point/ exhaust fan point/ call bell point with 1.5 sq.mm FRLS PVC insulated copper conductor single core cable in surface / recessed steel conduit, with modular switch, modular plate, suitable GI box and earthing the point with 1.5 sq.mm. FRLS PVC insulated copper conductor single core cable etc as required. | item2 | [52 empty] | 1.01 | Supplying, Conveying and fixing spls. Including eart | item1 | 123.223 | Nos
1.1 | Group A | item3 | 10 | Points | 1091 |  |  | Excess(+) | 1 | Full Conversion | INR | [40 empty] | #VALUE! | #VALUE! | #VALUE! | 1.02 | Construction of chamber for 100mm sluice plates | item2 | 213 | Nos
1.2 | Group B | item4 | 10 | Points | 1304 |  |  | Excess(+) | 1 | Full Conversion | INR | [40 empty] | #VALUE! | #VALUE! | #VALUE! | 2 | Construction of chamber for 100mm sluices valve | item3 | 10 | Nos
1.3 | Group C | item5 | 10 | Points | 1617 |  |  | Excess(+) | 1 | Full Conversion | INR | [40 empty] | #VALUE! | #VALUE! | #VALUE! | 3 | Supplying, Conveying and fixing spls. Including ea | item4 | 10 | Nos
2 | Wiring for twin control light point with 1.5 sq.mm FRLS PVC insulated copper conductor single core cable in surface / recessed steel conduit, 2 way modular switch, modular plate, suitable GI box and earthing the point with 1.5 sq.mm. FRLS PVC insulated copper conductor single core cable etc as required. | item6 | 5 | Points | 1736 |  |  | Excess(+) | 1 | Full Conversion | INR | [40 empty] | #VALUE! | #VALUE! | #VALUE! | 1.01 | Supplying, Conveying and fixing spls. Including eart | item1 | 123.223 | Nos
3 | Wiring for circuit/ submain wiring alongwith earth wire with the following sizes of FRLS PVC insulated, copper conductor, single core cable in surface/ recessed steel conduit as reqired. | item7 | [52 empty] | 1.02 | Construction of chamber for 100mm sluice plates | item2 | 213 | Nos
3.1 | 2 x 4 Sqmm. + 1 x 4 sqmm earth wire | item8 | 250 | Points | 375 |  |  | Excess(+) | 1 | Full Conversion | INR | [40 empty] | #VALUE! | #VALUE! | #VALUE! | 2 | Construction of chamber for 100mm sluices valve | item3 | 10 | Nos
3.2 | 2 x 6 Sqmm. + 1 x 6 sqmm earth wire | item9 | 80 | Points | 516 |  |  | Excess(+) | 1 | Full Conversion | INR | [40 empty] | #VALUE! | #VALUE! | #VALUE! | 3 | Supplying, Conveying and fixing spls. Including ea | item4 | 10 | Nos
3.3 | 2 x 10 Sqmm. + 1 x 6 sqmm earth wire | item10 | 50 | Points | 623 |  |  | Excess(+) | 1 | Full Conversion | INR | [40 empty] | #VALUE! | #VALUE! | #VALUE! | 1.01 | Supplying, Conveying and fixing spls. Including eart | item1 | 123.223 | Nos
3.41 | 2 x 16 Sqmm. + 1 x 6 sqmm earth wire | item11 | 30 | Points | 826 |  |  | Excess(+) | 1 | Full Conversion | INR | [40 empty] | #VALUE! | #VALUE! | #VALUE! | 1.02 | Construction of chamber for 100mm sluice plates | item2 | 213 | Nos
3.5 | 4 x 10 Sqmm. + 2 x 6 sqmm earth wire | item12 | 30 | Points | 1022 |  |  | Excess(+) | 1 | Full Conversion | INR | [40 empty] | #VALUE! | #VALUE! | #VALUE! | 2 | Construction of chamber for 100mm sluices valve | item3 | 10 | Nos
3.6 | 4 x 16 Sqmm. + 2 x 6 sqmm earth wire | item13 | 30 | Points | 1442 |  |  | Excess(+) | 1 | Full Conversion | INR | [40 empty] | #VALUE! | #VALUE! | #VALUE! | 1.01 | Supplying, Conveying and fixing spls. Including eart | item1 | 123.223 | Nos
4 | Wiring for circuit/ submain wiring alogwith earth wire with the following sizes of FRLS PVC insulated copper conductor, single core cable in surface/ recessed medium class PVC conduit as required. | item14 | [52 empty] | 1.02 | Construction of chamber for 100mm sluice plates | item2 | 213 | Nos
4.1 | 2 x 1.5 Sq.mm + 1 x 1.5 Sq.mm earh wire | item15 | 350 | Points | 202 |  |  | Excess(+) | 1 | Full Conversion | INR | [40 empty] | #VALUE! | #VALUE! | #VALUE! | 2 | Construction of chamber for 100mm sluices valve | item3 | 10 | Nos
4.2 | 2 x 4 Sq.mm + 1 x 4 Sq.mm earh wire | item16 | 250 | Points | 290 |  |  | Excess(+) | 1 | Full Conversion | INR | [40 empty] | #VALUE! | #VALUE! | #VALUE! | 3 | Supplying, Conveying and fixing spls. Including ea | item4 | 10 | Nos
4.3 | 2 x 10 Sqmm. + 1 x 6 sqmm earth wire | item17 | 50 | Points | 500 |  |  | Excess(+) | 1 | Full Conversion | INR | [40 empty] | #VALUE! | #VALUE! | #VALUE! | 3 | Supplying, Conveying and fixing spls. Including ea | item4 | 10 | Nos
4.4 | 2 x 16 Sqmm. + 1 x 6 sqmm earth wire | item18 | 30 | Points | 677 |  |  | Excess(+) | 1 | Full Conversion | INR | [40 empty] | #VALUE! | #VALUE! | #VALUE! | 1.01 | Supplying, Conveying and fixing spls. Including eart | item1 | 123.223 | Nos
4.5 | 4 x 10 Sqmm. + 2 x 6 sqmm earth wire | item19 | 30 | Points | 881 |  |  | Excess(+) | 1 | Full Conversion | INR | [40 empty] | #VALUE! | #VALUE! | #VALUE! | 1.02 | Construction of chamber for 100mm sluice plates | item2 | 213 | Nos
4.6 | 4 x 16 Sqmm. + 2 x 6 sqmm earth wire | item20 | 30 | Points | 1197 |  |  | Excess(+) | 1 | Full Conversion | INR | [40 empty] | #VALUE! | #VALUE! | #VALUE! | 2 | Construction of chamber for 100mm sluices valve | item3 | 10 | Nos
5 | Rewiring for light point/ fan point/ exhaust fan point/ call bell point with 1.5 sq.mm FRLS PVC insulated copper conductor single core cable and 1.5 sq.mm. FRLS PVC insulated copper conductor single core cable as earth wire in existing surface/ recessed steel conduit including dismantling as required. | item21 | [52 empty] | 3 | Supplying, Conveying and fixing spls. Including ea | item4 | 10 | Nos
5.1 | Group A | item22 | 5 | Points | 503 |  |  | Excess(+) | 1 | Full Conversion | INR | [40 empty] | #VALUE! | #VALUE! | #VALUE! | 1.01 | Supplying, Conveying and fixing spls. Including eart | item1 | 123.223 | Nos
5.2 | Group B | item23 | 250 | Points | 558 |  |  | Excess(+) | 1 | Full Conversion | INR | [40 empty] | #VALUE! | #VALUE! | #VALUE! | 1.02 | Construction of chamber for 100mm sluice plates | item2 | 213 | Nos
5.3 | Group C | item24 | 200 | Points | 782 |  |  | Excess(+) | 1 | Full Conversion | INR | [40 empty] | #VALUE! | #VALUE! | #VALUE! | 2 | Construction of chamber for 100mm sluices valve | item3 | 10 | Nos
6 | Supplying & drawing following sizes of FRLS PVC insulated copper conductor, single core cable in the existing surface / recessed steel / PVC conduit as reqd. | item25 | [52 empty] | 1.01 | Supplying, Conveying and fixing spls. Including eart | item1 | 123.223 | Nos
6.1 | 1 x 1.5 Sq.mm.. | item26 | 350 | Points | 39 |  |  | Excess(+) | 1 | Full Conversion | INR | [40 empty] | #VALUE! | #VALUE! | #VALUE! | 1.02 | Construction of chamber for 100mm sluice plates | item2 | 213 | Nos
6.2 | 2 x 1.5 Sq.mm.. | item27 | 10 | Points | 61 |  |  | Excess(+) | 1 | Full Conversion | INR | [40 empty] | #VALUE! | #VALUE! | #VALUE! | 2 | Construction of chamber for 100mm sluices valve | item3 | 10 | Nos
6.3 | 3 x 1.5 Sq.mm.. | item28 | 800 | Points | 82 |  |  | Excess(+) | 1 | Full Conversion | INR | [40 empty] | #VALUE! | #VALUE! | #VALUE! | 3 | Supplying, Conveying and fixing spls. Including ea | item4 | 10 | Nos
6.4 | 2 x 4 Sq.mm.. | item29 | 10 | Points | 128 |  |  | Excess(+) | 1 | Full Conversion | INR | [40 empty] | #VALUE! | #VALUE! | #VALUE! | 3 | Supplying, Conveying and fixing spls. Including ea | item4 | 10 | Nos
6.5 | 3 x 4 Sq.mm.. | item30 | 700 | Points | 180 |  |  | Excess(+) | 1 | Full Conversion | INR | [40 empty] | #VALUE! | #VALUE! | #VALUE! | 1.01 | Supplying, Conveying and fixing spls. Including eart | item1 | 123.223 | Nos
6.6 | 4 x 4 Sq.mm.. | item31 | 10 | Points | 242 |  |  | Excess(+) | 1 | Full Conversion | INR | [40 empty] | #VALUE! | #VALUE! | #VALUE! | 1.02 | Construction of chamber for 100mm sluice plates | item2 | 213 | Nos
6.7 | 2 x 6 Sq.mm.. | item32 | 5 | Points | 189 |  |  | Excess(+) | 1 | Full Conversion | INR | [40 empty] | #VALUE! | #VALUE! | #VALUE! | 2 | Construction of chamber for 100mm sluices valve | item3 | 10 | Nos
6.8 | 3 x 6 Sq.mm.. | item33 | 20 | Points | 266 |  |  | Excess(+) | 1 | Full Conversion | INR | [40 empty] | #VALUE! | #VALUE! | #VALUE! | 3 | Supplying, Conveying and fixing spls. Including ea | item4 | 10 | Nos
6.9 | 4 x 6 Sq.mm.. | item34 | 5 | Points | 352 |  |  | Excess(+) | 1 | Full Conversion | INR | [40 empty] | #VALUE! | #VALUE! | #VALUE! | 1.01 | Supplying, Conveying and fixing spls. Including eart | item1 | 123.223 | Nos
7 | Supplying and drawing telephone cable of 2 pair 0.5 mm dia FRLS PVC insulated annealed copper conductor, unarmored telephone cable in the existing surface/ recessed steel/ PVC conduit as required. | item35 | 500 | Points | 33 |  |  | Excess(+) | 1 | Full Conversion | INR | [40 empty] | #VALUE! | #VALUE! | #VALUE! | 1.02 | Construction of chamber for 100mm sluice plates | item2 | 213 | Nos
8 | Supplying and fixing of following size of steel conduit along with the accessories in surface/recess I/c painting in case of surface conduit or cutting the wall and making good the same in case of recessed conduit. as reqd. | item36 | [52 empty] | 2 | Construction of chamber for 100mm sluices valve | item3 | 10 | Nos
8.1 | 20 mm | item37 | 50 | Points | 196 |  |  | Excess(+) | 1 | Full Conversion | INR | [40 empty] | #VALUE! | #VALUE! | #VALUE! | 1.01 | Supplying, Conveying and fixing spls. Including eart | item1 | 123.223 | Nos
8.2 | 25 mm | item38 | 50 | Points | 224 |  |  | Excess(+) | 1 | Full Conversion | INR | [40 empty] | #VALUE! | #VALUE! | #VALUE! | 1.02 | Construction of chamber for 100mm sluice plates | item2 | 213 | Nos
8.3 | 32 mm | item39 | 20 | Points | 285 |  |  | Excess(+) | 1 | Full Conversion | INR | [40 empty] | #VALUE! | #VALUE! | #VALUE! | 2 | Construction of chamber for 100mm sluices valve | item3 | 10 | Nos
8.4 | 40 mm | item40 | 5 | Points | 412 |  |  | Excess(+) | 1 | Full Conversion | INR | [40 empty] | #VALUE! | #VALUE! | #VALUE! | 3 | Supplying, Conveying and fixing spls. Including ea | item4 | 10 | Nos
9 | Supply and fixing of following sizes of medium class PVC conduit along with the accessories in surface /recess including cutting the wall and making good the same in case of recessed conduit as reqd. | item41 | [52 empty] | 3 | Supplying, Conveying and fixing spls. Including ea | item4 | 10 | Nos
9.1 | 20mm | item42 | 35 | Points | 112 |  |  | Excess(+) | 1 | Full Conversion | INR | [40 empty] | #VALUE! | #VALUE! | #VALUE! | 1.01 | Supplying, Conveying and fixing spls. Including eart | item1 | 123.223 | Nos
9.2 | 25mm | item43 | 30 | Points | 127 |  |  | Excess(+) | 1 | Full Conversion | INR | [40 empty] | #VALUE! | #VALUE! | #VALUE! | 1.02 | Construction of chamber for 100mm sluice plates | item2 | 213 | Nos
9.3 | 32mm | item44 | 20 | Points | 161 |  |  | Excess(+) | 1 | Full Conversion | INR | [40 empty] | #VALUE! | #VALUE! | #VALUE! | 2 | Construction of chamber for 100mm sluices valve | item3 | 10 | Nos
9.4 | 40mm | item45 | 10 | Points | 200 |  |  | Excess(+) | 1 | Full Conversion | INR | [40 empty] | #VALUE! | #VALUE! | #VALUE! | 3 | Supplying, Conveying and fixing spls. Including ea | item4 | 10 | Nos
10 | Supplying and fixing metal box of following sizes ( nominal size ) on surface or in recess with suitable size of phenolic laminated sheet cover in the front I/c painting etc as reqd. | item46 | [52 empty] | 1.01 | Supplying, Conveying and fixing spls. Including eart | item1 | 123.223 | Nos
10.1 | 100 mm x 100 mm x 60 mm deep | item47 | 2 | Points | 183 |  |  | Excess(+) | 1 | Full Conversion | INR | [40 empty] | #VALUE! | #VALUE! | #VALUE! | 1.02 | Construction of chamber for 100mm sluice plates | item2 | 213 | Nos
10.2 | 180 mm x 100 mm x 60 mm deep | item48 | 2 | Points | 215 |  |  | Excess(+) | 1 | Full Conversion | INR | [40 empty] | #VALUE! | #VALUE! | #VALUE! | 2 | Construction of chamber for 100mm sluices valve | item3 | 10 | Nos
10.3 | 200 mm x 150 mm x 60 mm deep | item49 | 10 | Points | 311 |  |  | Excess(+) | 1 | Full Conversion | INR | [40 empty] | #VALUE! | #VALUE! | #VALUE! | 1.01 | Supplying, Conveying and fixing spls. Including eart | item1 | 123.223 | Nos
10.4 | 200 mm x 250 mm x 75 mm deep | item50 | 10 | Points | 427 |  |  | Excess(+) | 1 | Full Conversion | INR | [40 empty] | #VALUE! | #VALUE! | #VALUE! | 1.02 | Construction of chamber for 100mm sluice plates | item2 | 213 | Nos
10.5 | 200 mm x 300 mm x 60 mm deep | item51 | 2 | Points | 460 |  |  | Excess(+) | 1 | Full Conversion | INR | [40 empty] | #VALUE! | #VALUE! | #VALUE! | 2 | Construction of chamber for 100mm sluices valve | item3 | 10 | Nos
10.6 | 250 mm x 300 mm x 100 mm deep | item52 | 2 | Points | 572 |  |  | Excess(+) | 1 | Full Conversion | INR | [40 empty] | #VALUE! | #VALUE! | #VALUE! | 1.01 | Supplying, Conveying and fixing spls. Including eart | item1 | 123.223 | Nos
11 | Supplying and fixing following piano type switch /socket on existing switch box/cover I/c connection etc as reqd. | item53 | [52 empty] | 1.02 | Construction of chamber for 100mm sluice plates | item2 | 213 | Nos
11.1 | 5/6 Amp switch | item54 | 500 | Points | 45 |  |  | Excess(+) | 1 | Full Conversion | INR | [40 empty] | #VALUE! | #VALUE! | #VALUE! | 2 | Construction of chamber for 100mm sluices valve | item3 | 10 | Nos
11.2 | 2 way 5/6 amp switch | item55 | 50 | Points | 56 |  |  | Excess(+) | 1 | Full Conversion | INR | [40 empty] | #VALUE! | #VALUE! | #VALUE! | 3 | Supplying, Conveying and fixing spls. Including ea | item4 | 10 | Nos
11.3 | 15/16 Amp. switch | item56 | 350 | Points | 106 |  |  | Excess(+) | 1 | Full Conversion | INR | [40 empty] | #VALUE! | #VALUE! | #VALUE! | 3 | Supplying, Conveying and fixing spls. Including ea | item4 | 10 | Nos
11.4 | 3 Pin 5/6 Amp. socket outlet | item57 | 250 | Points | 60 |  |  | Excess(+) | 1 | Full Conversion | INR | [40 empty] | #VALUE! | #VALUE! | #VALUE! | 1.01 | Supplying, Conveying and fixing spls. Including eart | item1 | 123.223 | Nos
11.5 | 6 Pin 15/16 Amp. socket outlet. | item58 | 200 | Points | 120 |  |  | Excess(+) | 1 | Full Conversion | INR | [40 empty] | #VALUE! | #VALUE! | #VALUE! | 1.02 | Construction of chamber for 100mm sluice plates | item2 | 213 | Nos
11.6 | Telephone socket / jack outlet | item59 | 20 | Points | 95 |  |  | Excess(+) | 1 | Full Conversion | INR | [40 empty] | #VALUE! | #VALUE! | #VALUE! | 2 | Construction of chamber for 100mm sluices valve | item3 | 10 | Nos
11.7 | TV antenna socket outlet | item60 | 1 | Points | 83 |  |  | Excess(+) | 1 | Full Conversion | INR | [40 empty] | #VALUE! | #VALUE! | #VALUE! | 3 | Supplying, Conveying and fixing spls. Including ea | item4 | 10 | Nos
11.8 | Call bell push | item61 | 150 | Points | 72 |  |  | Excess(+) | 1 | Full Conversion | INR | [40 empty] | #VALUE! | #VALUE! | #VALUE! | 1.01 | Supplying, Conveying and fixing spls. Including eart | item1 | 123.223 | Nos
12 | Supply, fixing, following modular type switch / socket on existing modular plate & switch box including connectins but excluding modular plate etc. as reqd. | item62 | [52 empty] | 1.02 | Construction of chamber for 100mm sluice plates | item2 | 213 | Nos
12.1 | 5/6 Amp switch | item63 | 1000 | Points | 90 |  |  | Excess(+) | 1 | Full Conversion | INR | [40 empty] | #VALUE! | #VALUE! | #VALUE! | 2 | Construction of chamber for 100mm sluices valve | item3 | 10 | Nos
12.2 | 2 way 5/6 amps switch | item64 | 50 | Points | 129 |  |  | Excess(+) | 1 | Full Conversion | INR | [40 empty] | #VALUE! | #VALUE! | #VALUE! | 1.01 | Supplying, Conveying and fixing spls. Including eart | item1 | 123.223 | Nos
12.3 | 15/16 Amp. switch | item65 | 350 | Points | 136 |  |  | Excess(+) | 1 | Full Conversion | INR | [40 empty] | #VALUE! | #VALUE! | #VALUE! | 1.02 | Construction of chamber for 100mm sluice plates | item2 | 213 | Nos
12.4 | 3 Pin 5/6 Amp. socket outlet | item66 | 300 | Points | 107 |  |  | Excess(+) | 1 | Full Conversion | INR | [40 empty] | #VALUE! | #VALUE! | #VALUE! | 2 | Construction of chamber for 100mm sluices valve | item3 | 10 | Nos
12.5 | 6 Pin 15/16 Amp. socket outlet. | item67 | 250 | Points | 173 |  |  | Excess(+) | 1 | Full Conversion | INR | [40 empty] | #VALUE! | #VALUE! | #VALUE! | 3 | Supplying, Conveying and fixing spls. Including ea | item4 | 10 | Nos
12.6 | Telephone socket outlet | item68 | 50 | Points | 130 |  |  | Excess(+) | 1 | Full Conversion | INR | [40 empty] | #VALUE! | #VALUE! | #VALUE! | 3 | Supplying, Conveying and fixing spls. Including ea | item4 | 10 | Nos
12.7 | Bell Push | item69 | 100 | Points | 123 |  |  | Excess(+) | 1 | Full Conversion | INR | [40 empty] | #VALUE! | #VALUE! | #VALUE! | 1.01 | Supplying, Conveying and fixing spls. Including eart | item1 | 123.223 | Nos
12.8 | Fan regulator socket type rotary step | item70 | 350 | Points | 324 |  |  | Excess(+) | 1 | Full Conversion | INR | [40 empty] | #VALUE! | #VALUE! | #VALUE! | 1.02 | Construction of chamber for 100mm sluice plates | item2 | 213 | Nos
12.9 | Blanking plate | item71 | 50 | Points | 35 |  |  | Excess(+) | 1 | Full Conversion | INR | [40 empty] | #VALUE! | #VALUE! | #VALUE! | 2 | Construction of chamber for 100mm sluices valve | item3 | 10 | Nos
13 | Supplying and fixing following size/ modules, GI box alongwith modular base & cover plate for modular switches in recess etc. as required. | item72 | [52 empty] | 3 | Supplying, Conveying and fixing spls. Including ea | item4 | 10 | Nos
13.1 | 1/2 module (75mm X 75mm) | item73 | 70 | Points | 261 |  |  | Excess(+) | 1 | Full Conversion | INR | [40 empty] | #VALUE! | #VALUE! | #VALUE! | 1.01 | Supplying, Conveying and fixing spls. Including eart | item1 | 123.223 | Nos
13.2 | 3 module (100mm X 75mm) | item74 | 120 | Points | 287 |  |  | Excess(+) | 1 | Full Conversion | INR | [40 empty] | #VALUE! | #VALUE! | #VALUE! | 1.02 | Construction of chamber for 100mm sluice plates | item2 | 213 | Nos
13.3 | 4 module (125mm X 75mm) | item75 | 50 | Points | 300 |  |  | Excess(+) | 1 | Full Conversion | INR | [40 empty] | #VALUE! | #VALUE! | #VALUE! | 2 | Construction of chamber for 100mm sluices valve | item3 | 10 | Nos
13.4 | 6 module (200mm X 75mm) | item76 | 90 | Points | 352 |  |  | Excess(+) | 1 | Full Conversion | INR | [40 empty] | #VALUE! | #VALUE! | #VALUE! | 1.01 | Supplying, Conveying and fixing spls. Including eart | item1 | 123.223 | Nos
13.5 | 8 module (125mm X 125mm) | item77 | 50 | Points | 398 |  |  | Excess(+) | 1 | Full Conversion | INR | [40 empty] | #VALUE! | #VALUE! | #VALUE! | 1.02 | Construction of chamber for 100mm sluice plates | item2 | 213 | Nos
13.6 | 12module (200mm X 150mm) | item78 | 25 | Points | 480 |  |  | Excess(+) | 1 | Full Conversion | INR | [40 empty] | #VALUE! | #VALUE! | #VALUE! | 2 | Construction of chamber for 100mm sluices valve | item3 | 10 | Nos
14 | Supplying and fixing following modular base & cover plate on existing modular metal boxes etc. as reqd. | item79 | [52 empty] | 3 | Supplying, Conveying and fixing spls. Including ea | item4 | 10 | Nos
14.1 | 1 or 2 module | item80 | 500 | Points | 115 |  |  | Excess(+) | 1 | Full Conversion | INR | [40 empty] | #VALUE! | #VALUE! | #VALUE! | 3 | Supplying, Conveying and fixing spls. Including ea | item4 | 10 | Nos
14.2 | 3 module | item81 | 350 | Points | 130 |  |  | Excess(+) | 1 | Full Conversion | INR | [40 empty] | #VALUE! | #VALUE! | #VALUE! | 1.01 | Supplying, Conveying and fixing spls. Including eart | item1 | 123.223 | Nos
14.3 | 4 module | item82 | 50 | Points | 138 |  |  | Excess(+) | 1 | Full Conversion | INR | [40 empty] | #VALUE! | #VALUE! | #VALUE! | 1.02 | Construction of chamber for 100mm sluice plates | item2 | 213 | Nos
14.4 | 6 module | item83 | 150 | Points | 155 |  |  | Excess(+) | 1 | Full Conversion | INR | [40 empty] | #VALUE! | #VALUE! | #VALUE! | 2 | Construction of chamber for 100mm sluices valve | item3 | 10 | Nos
14.5 | 8 module | item84 | 80 | Points | 185 |  |  | Excess(+) | 1 | Full Conversion | INR | [40 empty] | #VALUE! | #VALUE! | #VALUE! | 3 | Supplying, Conveying and fixing spls. Including ea | item4 | 10 | Nos
14.6 | 12 module | item85 | 50 | Points | 238 |  |  | Excess(+) | 1 | Full Conversion | INR | [40 empty] | #VALUE! | #VALUE! | #VALUE! | 1.01 | Supplying, Conveying and fixing spls. Including eart | item1 | 123.223 | Nos
15 | Supplying and fixing suitable size Gl box with modular plate and cover in front on surface or in recess, including providing and fixing 3 pin 5/6 A modular socket outlet and 5/6 A modular switch, connections etc. as required. | item86 | 25 | Points | 418 |  |  | Excess(+) | 1 | Full Conversion | INR | [40 empty] | #VALUE! | #VALUE! | #VALUE! | 1.02 | Construction of chamber for 100mm sluice plates | item2 | 213 | Nos
16 | Supplying and fixing suitable size Gl box with modular plate and cover in front on surface or in recess, including providing and fixing 6 pin 5/6 & 15/16 A modular socket outlet and 15/16 A modular switch, connections etc. as required. | item87 | 35 | Points | 513 |  |  | Excess(+) | 1 | Full Conversion | INR | [40 empty] | #VALUE! | #VALUE! | #VALUE! | 2 | Construction of chamber for 100mm sluices valve | item3 | 10 | Nos
17 | Supplying and fixing 3 pin, 5 amp. Ceiling rose on the existing junction box/ wooden block including connection etc. as reqd. | item88 | 350 | Points | 76 |  |  | Excess(+) | 1 | Full Conversion | INR | [40 empty] | #VALUE! | #VALUE! | #VALUE! | 1.01 | Supplying, Conveying and fixing spls. Including eart | item1 | 123.223 | Nos
18 | Supplying and fixing brass batten/ angle holder including connection etc. as required. | item89 | 250 | Points | 114 |  |  | Excess(+) | 1 | Full Conversion | INR | [40 empty] | #VALUE! | #VALUE! | #VALUE! | 1.02 | Construction of chamber for 100mm sluice plates | item2 | 213 | Nos
19 | Supplying and fixing call bell/ buzzer suitable for ac single phase, 230 volts, complete as required. | item90 | 100 | Points | 86 |  |  | Excess(+) | 1 | Full Conversion | INR | [40 empty] | #VALUE! | #VALUE! | #VALUE! | 2 | Construction of chamber for 100mm sluices valve | item3 | 10 | Nos
20 | Installation, testing and commissioning pre-wired fluorescent fitting/ compact fluorescent fitting of all types, complete with all accessories and tube etc. directly on ceiling/ wall, including connection with 1.5 sqmm FRLS PVC insulated, copper condutor,single core cable and earthing etc. as required. | item91 | 50 | Points | 181 |  |  | Excess(+) | 1 | Full Conversion | INR | [40 empty] | #VALUE! | #VALUE! | #VALUE! | 1.01 | Supplying, Conveying and fixing spls. Including eart | item1 | 123.223 | Nos
21 | Providing and fixing extra conduit down rods of 20 mm dia. 2 x 10 cm length with 2 x 1.5 Sqmm FRLS PVC insulated copper conductor single core cable i/c painting etc. as reqd. (Note - More than 5 cm length shall be rounded nearest 10 cm & 5 cm or less shall be ignore) | item92 | 5 | Points | 48 |  |  | Excess(+) | 1 | Full Conversion | INR | [40 empty] | #VALUE! | #VALUE! | #VALUE! | 1.02 | Construction of chamber for 100mm sluice plates | item2 | 213 | Nos
22 | Extra for fixing the louvers/ shutters complete with frame for a exhaust fan of all sizes. | item93 | 5 | Points | 181 |  |  | Excess(+) | 1 | Full Conversion | INR | [40 empty] | #VALUE! | #VALUE! | #VALUE! | 2 | Construction of chamber for 100mm sluices valve | item3 | 10 | Nos
23 | Painting of ceiling fan any size with one or more coats with supper enamel paint of approved brand i/c cleaning and making smooth surface with emery paper and detergent etc. as required. | item94 | 55 | Points | 136 |  |  | Excess(+) | 1 | Full Conversion | INR | [40 empty] | #VALUE! | #VALUE! | #VALUE! | 3 | Supplying, Conveying and fixing spls. Including ea | item4 | 10 | Nos
24 | Supplying and drawing of UTP 4 pair CAT 6 LAN Cable in the existing surface/ recessed Steel/ PVC conduit as required. | item95 | [52 empty] | 3 | Supplying, Conveying and fixing spls. Including ea | item4 | 10 | Nos
24.1 | 1 run of cable | item96 | 1000 | Points | 50 |  |  | Excess(+) | 1 | Full Conversion | INR | [40 empty] | #VALUE! | #VALUE! | #VALUE! | 1.01 | Supplying, Conveying and fixing spls. Including eart | item1 | 123.223 | Nos
24.2 | 2 run of cable | item97 | 100 | Points | 84 |  |  | Excess(+) | 1 | Full Conversion | INR | [40 empty] | #VALUE! | #VALUE! | #VALUE! | 1.02 | Construction of chamber for 100mm sluice plates | item2 | 213 | Nos
24.3 | 3 run of cable | item98 | 50 | Points | 118 |  |  | Excess(+) | 1 | Full Conversion | INR | [40 empty] | #VALUE! | #VALUE! | #VALUE! | 2 | Construction of chamber for 100mm sluices valve | item3 | 10 | Nos
25 | Providing and fixing following rating and breaking capacity and pole MCCB with thermomagnetic release and terminal spreaders in existing cubicle panel board including drilling holes in cubicle panel, making connections, etc. as required | item99 | [52 empty] | 3 | Supplying, Conveying and fixing spls. Including ea | item4 | 10 | Nos
25.01 | 100 Amp, TP MCCB | item100 | 1 | Points | 3311 |  |  | Excess(+) | 1 | Full Conversion | INR | [40 empty] | #VALUE! | #VALUE! | #VALUE! | 1.01 | Supplying, Conveying and fixing spls. Including eart | item1 | 123.223 | Nos
25.02 | 125 Amp, TP MCCB | item101 | 1 | Points | 4227 |  |  | Excess(+) | 1 | Full Conversion | INR | [40 empty] | #VALUE! | #VALUE! | #VALUE! | 1.02 | Construction of chamber for 100mm sluice plates | item2 | 213 | Nos
25.03 | 150 A, 16 KATPMCCB | item102 | 1 | Points | 5253 |  |  | Excess(+) | 1 | Full Conversion | INR | [40 empty] | #VALUE! | #VALUE! | #VALUE! | 2 | Construction of chamber for 100mm sluices valve | item3 | 10 | Nos
25.04 | 200 A, 25 KATPMCCB | item103 | 1 | Points | 6743 |  |  | Excess(+) | 1 | Full Conversion | INR | [40 empty] | #VALUE! | #VALUE! | #VALUE! | 1.01 | Supplying, Conveying and fixing spls. Including eart | item1 | 123.223 | Nos
25.05 | 250 A, 25 KATPMCCB | item104 | 1 | Points | 11384 |  |  | Excess(+) | 1 | Full Conversion | INR | [40 empty] | #VALUE! | #VALUE! | #VALUE! | 1.02 | Construction of chamber for 100mm sluice plates | item2 | 213 | Nos
25.06 | 100 A,30KA,FPMCCB | item105 | 2 | Points | 6771 |  |  | Excess(+) | 1 | Full Conversion | INR | [40 empty] | #VALUE! | #VALUE! | #VALUE! | 2 | Construction of chamber for 100mm sluices valve | item3 | 10 | Nos
25.07 | 125 A,36KA,FPMCCB | item106 | 2 | Points | 7197 |  |  | Excess(+) | 1 | Full Conversion | INR | [40 empty] | #VALUE! | #VALUE! | #VALUE! | 3 | Supplying, Conveying and fixing spls. Including ea | item4 | 10 | Nos
25.08 | 200 A,36KA,FPMCCB | item107 | 2 | Points | 13332 |  |  | Excess(+) | 1 | Full Conversion | INR | [40 empty] | #VALUE! | #VALUE! | #VALUE! | 3 | Supplying, Conveying and fixing spls. Including ea | item4 | 10 | Nos
25.09 | 250 A,36KA,FPMCCB | item108 | 1 | Points | 15352 |  |  | Excess(+) | 1 | Full Conversion | INR | [40 empty] | #VALUE! | #VALUE! | #VALUE! | 1.01 | Supplying, Conveying and fixing spls. Including eart | item1 | 123.223 | Nos
25.1 | 250 A,50KA,FPMCCB | item109 | 1 | Points | 16142 |  |  | Excess(+) | 1 | Full Conversion | INR | [40 empty] | #VALUE! | #VALUE! | #VALUE! | 1.02 | Construction of chamber for 100mm sluice plates | item2 | 213 | Nos
25.11 | 400 A,50KA,FPMCCB | item110 | 1 | Points | 37409 |  |  | Excess(+) | 1 | Full Conversion | INR | [40 empty] | #VALUE! | #VALUE! | #VALUE! | 2 | Construction of chamber for 100mm sluices valve | item3 | 10 | Nos
26 | Supplying and fixing following way, single pole and neutral, sheet steel, MCB distribution board, 240 volts, on surface/ recess, complete with tinned copper bus bar, neutral bus bar, earth bar, din bar, interconnections, powder painted including earthing etc. as required. (But without MCB/RCCB/Isolator) | item111 | [52 empty] | 3 | Supplying, Conveying and fixing spls. Including ea | item4 | 10 | Nos
26.1 | 6-way , Double door | item112 | 4 | Points | 1934 |  |  | Excess(+) | 1 | Full Conversion | INR | [40 empty] | #VALUE! | #VALUE! | #VALUE! | 1.01 | Supplying, Conveying and fixing spls. Including eart | item1 | 123.223 | Nos
26.2 | 8-way , Double door | item113 | 5 | Points | 2256 |  |  | Excess(+) | 1 | Full Conversion | INR | [40 empty] | #VALUE! | #VALUE! | #VALUE! | 1.02 | Construction of chamber for 100mm sluice plates | item2 | 213 | Nos
26.3 | 12-way , Double door | item114 | 20 | Points | 2029 |  |  | Excess(+) | 1 | Full Conversion | INR | [40 empty] | #VALUE! | #VALUE! | #VALUE! | 2 | Construction of chamber for 100mm sluices valve | item3 | 10 | Nos
26.4 | 16-way , Double door | item115 | 15 | Points | 2754 |  |  | Excess(+) | 1 | Full Conversion | INR | [40 empty] | #VALUE! | #VALUE! | #VALUE! | 1.01 | Supplying, Conveying and fixing spls. Including eart | item1 | 123.223 | Nos
27 | Supplying and fixing following way, horizontal type three pole and neutral, sheet steel, MCB distribution board, 415 V, on surface/ recess, complete with tinned copper bus bar, neutral bus bar, earth bar, din bar, interconnections, powder painted including earthing etc. as required. (But without MCB/RCCB/Isolator) | item116 | [52 empty] | 1.02 | Construction of chamber for 100mm sluice plates | item2 | 213 | Nos
27.1 | 4-way (4 + 12), Double door | item117 | 3 | Points | 3587 |  |  | Excess(+) | 1 | Full Conversion | INR | [40 empty] | #VALUE! | #VALUE! | #VALUE! | 2 | Construction of chamber for 100mm sluices valve | item3 | 10 | Nos
27.2 | 6-way (4 + 18), Double door | item118 | 2 | Points | 4361 |  |  | Excess(+) | 1 | Full Conversion | INR | [40 empty] | #VALUE! | #VALUE! | #VALUE! | 3 | Supplying, Conveying and fixing spls. Including ea | item4 | 10 | Nos
27.3 | 8-way (4 + 24), Double door | item119 | 1 | Points | 5231 |  |  | Excess(+) | 1 | Full Conversion | INR | [40 empty] | #VALUE! | #VALUE! | #VALUE! | 3 | Supplying, Conveying and fixing spls. Including ea | item4 | 10 | Nos
28 | Supplying and fixing of following ways surface/ recess mounting, vertical type, 415 V, TPN MCB distribution board of sheet steel, dust protected, duly powder painted, inclusive of 200 A, tinned copper bus bar, common neutral link, earth bar, din bar for mounting MCBs (but without MCBs and incomer) as required. (Note : Vertical type MCB TPDB is normally used where 3 phase outlets are required.) and should have provision for MCCB as incomer. | item120 | [52 empty] | 1.01 | Supplying, Conveying and fixing spls. Including eart | item1 | 123.223 | Nos
28.1 | 4-way (4 + 12), Double door | item121 | 3 | Points | 6580 |  |  | Excess(+) | 1 | Full Conversion | INR | [40 empty] | #VALUE! | #VALUE! | #VALUE! | 1.02 | Construction of chamber for 100mm sluice plates | item2 | 213 | Nos
28.2 | 8-way (4 + 24), Double door | item122 | 2 | Points | 8900 |  |  | Excess(+) | 1 | Full Conversion | INR | [40 empty] | #VALUE! | #VALUE! | #VALUE! | 2 | Construction of chamber for 100mm sluices valve | item3 | 10 | Nos
28.3 | 12-way (4 + 36), Double door | item123 | 1 | Points | 11252 |  |  | Excess(+) | 1 | Full Conversion | INR | [40 empty] | #VALUE! | #VALUE! | #VALUE! | 3 | Supplying, Conveying and fixing spls. Including ea | item4 | 10 | Nos
29 | Supplying and fixing 5 amps to 32 amps rating, 240 volts, 'C' series, MCB suitable for inductive load of following poles in the existing MCB DB complete with connections, testing and commissioning etc. as reqd. | item124 | [52 empty] | 1.01 | Supplying, Conveying and fixing spls. Including eart | item1 | 123.223 | Nos
29.1 | Single Pole | item125 | 250 | Points | 220 |  |  | Excess(+) | 1 | Full Conversion | INR | [40 empty] | #VALUE! | #VALUE! | #VALUE! | 1.02 | Construction of chamber for 100mm sluice plates | item2 | 213 | Nos
29.2 | Single Pole & Neutral | item126 | 50 | Points | 520 |  |  | Excess(+) | 1 | Full Conversion | INR | [40 empty] | #VALUE! | #VALUE! | #VALUE! | 2 | Construction of chamber for 100mm sluices valve | item3 | 10 | Nos
29.3 | Triple Pole | item127 | 25 | Points | 880 |  |  | Excess(+) | 1 | Full Conversion | INR | [40 empty] | #VALUE! | #VALUE! | #VALUE! | 1.01 | Supplying, Conveying and fixing spls. Including eart | item1 | 123.223 | Nos
29.4 | Triple pole & Neutral | item128 | 50 | Points | 1075 |  |  | Excess(+) | 1 | Full Conversion | INR | [40 empty] | #VALUE! | #VALUE! | #VALUE! | 1.02 | Construction of chamber for 100mm sluice plates | item2 | 213 | Nos
30 | Supplying and fixing single pole blanking plates in existing MCB DB complete etc. as required. | item129 | 20 | Points | 11 |  |  | Excess(+) | 1 | Full Conversion | INR | [40 empty] | #VALUE! | #VALUE! | #VALUE! | 2 | Construction of chamber for 100mm sluices valve | item3 | 10 | Nos
31 | Supplying and fixing following rating double pole (single phase & neutral) 240 volts RCCB (ELCB), having sensivity current up to 300 mA in the existing MCB DB complete with connection,testing & commissioning etc as reqd. | item130 | [52 empty] | 1.01 | Supplying, Conveying and fixing spls. Including eart | item1 | 123.223 | Nos
31.1 | 25 Amp | item131 | 5 | Points | 1778 |  |  | Excess(+) | 1 | Full Conversion | INR | [40 empty] | #VALUE! | #VALUE! | #VALUE! | 1.02 | Construction of chamber for 100mm sluice plates | item2 | 213 | Nos
31.2 | 40 Amp | item132 | 20 | Points | 2316 |  |  | Excess(+) | 1 | Full Conversion | INR | [40 empty] | #VALUE! | #VALUE! | #VALUE! | 2 | Construction of chamber for 100mm sluices valve | item3 | 10 | Nos
31.3 | 63 Amp | item133 | 50 | Points | 2386 |  |  | Excess(+) | 1 | Full Conversion | INR | [40 empty] | #VALUE! | #VALUE! | #VALUE! | 3 | Supplying, Conveying and fixing spls. Including ea | item4 | 10 | Nos
32 | Supplying and fixing following rating four pole (three phase & neutral) 415 volts RCCB (ELCB), having sensivity current up to 30 mA in the existing MCB DB complete with connection,testing & commissioning etc as reqd. | item134 | [52 empty] | 3 | Supplying, Conveying and fixing spls. Including ea | item4 | 10 | Nos
32.1 | 25 Amp | item135 | 1 | Points | 2267 |  |  | Excess(+) | 1 | Full Conversion | INR | [40 empty] | #VALUE! | #VALUE! | #VALUE! | 1.01 | Supplying, Conveying and fixing spls. Including eart | item1 | 123.223 | Nos
32.2 | 40 Amp | item136 | 1 | Points | 2795 |  |  | Excess(+) | 1 | Full Conversion | INR | [40 empty] | #VALUE! | #VALUE! | #VALUE! | 1.02 | Construction of chamber for 100mm sluice plates | item2 | 213 | Nos
32.3 | 63 Amp | item137 | 1 | Points | 2518 |  |  | Excess(+) | 1 | Full Conversion | INR | [40 empty] | #VALUE! | #VALUE! | #VALUE! | 2 | Construction of chamber for 100mm sluices valve | item3 | 10 | Nos
33 | Supplying and fixing DP sheet steel enclosure on surface/ recess along with 25/32 A 240 V "C" curve DP MCB complete with connections, testing and commissioning etc. as required. | item138 | 35 | Points | 1025 |  |  | Excess(+) | 1 | Full Conversion | INR | [40 empty] | #VALUE! | #VALUE! | #VALUE! | 3 | Supplying, Conveying and fixing spls. Including ea | item4 | 10 | Nos
34 | Supplying and fixing TP sheet steel enclosure on surface/ recess along with 16/25/32 A 415 V "C" curve TP MCB complete with connections, testing and commissioning etc. as required. | item139 | 25 | Points | 1395 |  |  | Excess(+) | 1 | Full Conversion | INR | [40 empty] | #VALUE! | #VALUE! | #VALUE! | 1.01 | Supplying, Conveying and fixing spls. Including eart | item1 | 123.223 | Nos
35 | Supplying and fixing 20 amps, 240 volts, SPN industrial type, socket outlet, with 2 pole and earth metal enclosed plug top along with 20 amps ' C ' series SP, MCB, in the sheet steel enclosure, on surface or in recess, with chained metal cover for the socket outlet and complete with connections, testing and commissioning etc. as required. | item140 | 10 | Points | 1421 |  |  | Excess(+) | 1 | Full Conversion | INR | [40 empty] | #VALUE! | #VALUE! | #VALUE! | 1.02 | Construction of chamber for 100mm sluice plates | item2 | 213 | Nos
36 | Supplying and fixing 20 A, 415 V, TPN Industrial type socket outlet, with 4 pole and earth, metal enclosed plug top alongwith 20 A "C" curve, TPMCB, in sheet steel enclosure, on surface or in recess, with chained metal cover for the socket outlet and complete with connections, testing and commissioning etc. as required. | item141 | 5 | Points | 2586 |  |  | Excess(+) | 1 | Full Conversion | INR | [40 empty] | #VALUE! | #VALUE! | #VALUE! | 2 | Construction of chamber for 100mm sluices valve | item3 | 10 | Nos
37 | Supplying and fixing 30 A, 415 V, TPN Industrial type socket outlet, with 4 pole and earth, metal enclosed plug top alongwith 30 A "C" curve, TPMCB, in sheet steel enclosure, on surface or in recess, with chained metal cover for the socket outlet and complete with connections, testing and commissioningetc. as required. | item142 | 3 | Points | 3601 |  |  | Excess(+) | 1 | Full Conversion | INR | [40 empty] | #VALUE! | #VALUE! | #VALUE! | 1.01 | Supplying, Conveying and fixing spls. Including eart | item1 | 123.223 | Nos
38 | Providing and fixing M.V. danger notice plate of 200 mm X 150 mm, made of mild steel, at least 2 mm thick, and vitreous enameled white on both sides, and with inscription in single red colour on front side as required. | item143 | 50 | Points | 235 |  |  | Excess(+) | 1 | Full Conversion | INR | [40 empty] | #VALUE! | #VALUE! | #VALUE! | 1.02 | Construction of chamber for 100mm sluice plates | item2 | 213 | Nos
39 | Supplying and fixing Cable End Box (Loose Wire Box) suitable for following single pole and neutral, sheet steel, MCB distribution board, 240 Volts, on surface/ recess, complete with testing and commissioning etc. as required. | item144 | [52 empty] | 2 | Construction of chamber for 100mm sluices valve | item3 | 10 | Nos
39.1 | For 6 way, Double door SPN MCBDB | item145 | 2 | Points | 659 |  |  | Excess(+) | 1 | Full Conversion | INR | [40 empty] | #VALUE! | #VALUE! | #VALUE! | 3 | Supplying, Conveying and fixing spls. Including ea | item4 | 10 | Nos
39.2 | For 8 way, Double door SPN MCBDB | item146 | 5 | Points | 729 |  |  | Excess(+) | 1 | Full Conversion | INR | [40 empty] | #VALUE! | #VALUE! | #VALUE! | 3 | Supplying, Conveying and fixing spls. Including ea | item4 | 10 | Nos
39.3 | For 10 way, Double door SPN MCBDB | item147 | 5 | Points | 710 |  |  | Excess(+) | 1 | Full Conversion | INR | [40 empty] | #VALUE! | #VALUE! | #VALUE! | 1.01 | Supplying, Conveying and fixing spls. Including eart | item1 | 123.223 | Nos
39.4 | For 14 way, Double door SPN MCBDB | item148 | 20 | Points | 790 |  |  | Excess(+) | 1 | Full Conversion | INR | [40 empty] | #VALUE! | #VALUE! | #VALUE! | 1.02 | Construction of chamber for 100mm sluice plates | item2 | 213 | Nos
40 | Supplying and fixing Cable End Box (Loose Wire Box) suitable for following triple pole and neutral, sheet steel, MCB distribution board, 415 Volts, on surface/ recess, complete with testing and commissioning etc.as required. | item149 | [52 empty] | 2 | Construction of chamber for 100mm sluices valve | item3 | 10 | Nos
40.1 | For 6 way, Double door TPN MCBDB | item150 | 5 | Points | 946 |  |  | Excess(+) | 1 | Full Conversion | INR | [40 empty] | #VALUE! | #VALUE! | #VALUE! | 3 | Supplying, Conveying and fixing spls. Including ea | item4 | 10 | Nos
40.2 | For 8 way, Double door TPN MCBDB | item151 | 5 | Points | 985 |  |  | Excess(+) | 1 | Full Conversion | INR | [40 empty] | #VALUE! | #VALUE! | #VALUE! | 1.01 | Supplying, Conveying and fixing spls. Including eart | item1 | 123.223 | Nos
40.3 | For 10 way, Double door TPN MCBDB | item152 | 5 | Points | 1174 |  |  | Excess(+) | 1 | Full Conversion | INR | [40 empty] | #VALUE! | #VALUE! | #VALUE! | 1.02 | Construction of chamber for 100mm sluice plates | item2 | 213 | Nos
41 | Supplying and fixing Cable End Box (Loose Wire Box) suitable for triple pole and neutral, sheet steel, Vertical MCB distribution board, 415 Volts, on surface/ recess, complete with testing and commissioning etc. as required. | item153 | 5 | Points | 1025 |  |  | Excess(+) | 1 | Full Conversion | INR | [40 empty] | #VALUE! | #VALUE! | #VALUE! | 2 | Construction of chamber for 100mm sluices valve | item3 | 10 | Nos
42 | Supplying and installing following size of perforated painted with powder coating M.S. cable trays with perforation not more than 17.5%, in convenient sections, joined with connectors, suspended from the ceiling with M.S. suspenders including bolts & nuts, painting suspenders etc as required. | item154 | [52 empty] | 1.01 | Supplying, Conveying and fixing spls. Including eart | item1 | 123.223 | Nos
42.1 | 100 mm width X 50 mm depth X 1.6 mm thickness | item155 | 25 | Points | 476 |  |  | Excess(+) | 1 | Full Conversion | INR | [40 empty] | #VALUE! | #VALUE! | #VALUE! | 1.02 | Construction of chamber for 100mm sluice plates | item2 | 213 | Nos
42.2 | 150 mm width X 50 mm depth X 1.6 mm thickness | item156 | 15 | Points | 529 |  |  | Excess(+) | 1 | Full Conversion | INR | [40 empty] | #VALUE! | #VALUE! | #VALUE! | 2 | Construction of chamber for 100mm sluices valve | item3 | 10 | Nos
42.3 | 300 mm width X 50 mm depth X 1.6 mm thickness | item157 | 10 | Points | 681 |  |  | Excess(+) | 1 | Full Conversion | INR | [40 empty] | #VALUE! | #VALUE! | #VALUE! | 3 | Supplying, Conveying and fixing spls. Including ea | item4 | 10 | Nos
43 | Supplying and installing following size of perforated painted with powder coating M.S. cable trays bends with perforation not more than 17.5%,, joined with connectors, suspended from the ceiling with M.S. suspenders including bolts & nuts, painting suspenders etc as required. | item158 | [52 empty] | 3 | Supplying, Conveying and fixing spls. Including ea | item4 | 10 | Nos
43.1 | 100 mm width X 50 mm depth X 1.6 mm thickness | item159 | 5 | Points | 761 |  |  | Excess(+) | 1 | Full Conversion | INR | [40 empty] | #VALUE! | #VALUE! | #VALUE! | 1.01 | Supplying, Conveying and fixing spls. Including eart | item1 | 123.223 | Nos
43.2 | 150 mm width X 50 mm depth X 1.6 mm thickness | item160 | 5 | Points | 892 |  |  | Excess(+) | 1 | Full Conversion | INR | [40 empty] | #VALUE! | #VALUE! | #VALUE! | 1.02 | Construction of chamber for 100mm sluice plates | item2 | 213 | Nos
43.3 | 300 mm width X 50 mm depth X 1.6 mm thickness | item161 | 5 | Points | 1260 |  |  | Excess(+) | 1 | Full Conversion | INR | [40 empty] | #VALUE! | #VALUE! | #VALUE! | 2 | Construction of chamber for 100mm sluices valve | item3 | 10 | Nos
44 | Supplying and installing following size of perforated painted with powder coating M.S. cable trays Tee with perforation not more than 17.5%, joined with connectors, suspended from the ceiling with M.S. suspenders including bolts & nuts, painting suspenders etc as required. | item162 | [52 empty] | 3 | Supplying, Conveying and fixing spls. Including ea | item4 | 10 | Nos
44.1 | 100 mm width X 50 mm depth X 1.6 mm thickness | item163 | 3 | Points | 879 |  |  | Excess(+) | 1 | Full Conversion | INR | [40 empty] | #VALUE! | #VALUE! | #VALUE! | 1.01 | Supplying, Conveying and fixing spls. Including eart | item1 | 123.223 | Nos
44.2 | 150 mm width X 50 mm depth X 1.6 mm thickness | item164 | 3 | Points | 1039 |  |  | Excess(+) | 1 | Full Conversion | INR | [40 empty] | #VALUE! | #VALUE! | #VALUE! | 1.02 | Construction of chamber for 100mm sluice plates | item2 | 213 | Nos
44.3 | 300 mm width X 50 mm depth X 1.6 mm thickness | item165 | 3 | Points | 1497 |  |  | Excess(+) | 1 | Full Conversion | INR | [40 empty] | #VALUE! | #VALUE! | #VALUE! | 2 | Construction of chamber for 100mm sluices valve | item3 | 10 | Nos
45 | Supplying and installing following size of perforated painted with powder coating M.S. cable trays Cross Member with perforation not more than 17.5%, joined with connectors, suspended from the ceiling with M.S. suspenders including bolts & nuts, painting suspenders etc as required. | item166 | [52 empty] | 1.01 | Supplying, Conveying and fixing spls. Including eart | item1 | 123.223 | Nos
45.1 | 100 mm width X 50 mm depth X 1.6 mm thickness | item167 | 2 | Points | 998 |  |  | Excess(+) | 1 | Full Conversion | INR | [40 empty] | #VALUE! | #VALUE! | #VALUE! | 1.02 | Construction of chamber for 100mm sluice plates | item2 | 213 | Nos
45.2 | 150 mm width X 50 mm depth X 1.6 mm thickness | item168 | 2 | Points | 1188 |  |  | Excess(+) | 1 | Full Conversion | INR | [40 empty] | #VALUE! | #VALUE! | #VALUE! | 2 | Construction of chamber for 100mm sluices valve | item3 | 10 | Nos
45.3 | 300 mm width X 50 mm depth X 1.6 mm thickness | item169 | 2 | Points | 1735 |  |  | Excess(+) | 1 | Full Conversion | INR | [40 empty] | #VALUE! | #VALUE! | #VALUE! | 1.01 | Supplying, Conveying and fixing spls. Including eart | item1 | 123.223 | Nos
46 | Supplying and installing following size of perforated painted with powder coating M.S. cable trays Reducer with perforation not more than 17.5%, joined with connectors, suspended from the ceiling with M.S. suspenders including bolts & nuts, painting suspenders etc as required. | item170 | [52 empty] | 1.02 | Construction of chamber for 100mm sluice plates | item2 | 213 | Nos
46.1 | 100 mm width X 50 mm depth X 1.6 mm thickness | item171 | 3 | Points | 879 |  |  | Excess(+) | 1 | Full Conversion | INR | [40 empty] | #VALUE! | #VALUE! | #VALUE! | 2 | Construction of chamber for 100mm sluices valve | item3 | 10 | Nos
46.2 | 150 mm width X 50 mm depth X 1.6 mm thickness | item172 | 3 | Points | 1039 |  |  | Excess(+) | 1 | Full Conversion | INR | [40 empty] | #VALUE! | #VALUE! | #VALUE! | 3 | Supplying, Conveying and fixing spls. Including ea | item4 | 10 | Nos
46.3 | 300 mm width X 50 mm depth X 1.6 mm thickness | item173 | 3 | Points | 1506 |  |  | Excess(+) | 1 | Full Conversion | INR | [40 empty] | #VALUE! | #VALUE! | #VALUE! | 3 | Supplying, Conveying and fixing spls. Including ea | item4 | 10 | Nos
47 | Earthing with G.I earth pipe 4.5 mtr long. 40 mm dia incluuding acessories, and providing masonary enclosure with cover plate having locking arrangement and watering pipe etc. with charcoal and salt as required. | item174 | 10 | Points | 6010 |  |  | Excess(+) | 1 | Full Conversion | INR | [40 empty] | #VALUE! | #VALUE! | #VALUE! | 1.01 | Supplying, Conveying and fixing spls. Including eart | item1 | 123.223 | Nos
48 | Earthing with G.I. earth plate 600 mm X 600 mm X 6 mm thick including accessories, and providing masonary enclosure with cover plate having locking arrangement and watering pipe etc. with charcoal/ coke and salt as required. | item175 | 5 | Points | 6551 |  |  | Excess(+) | 1 | Full Conversion | INR | [40 empty] | #VALUE! | #VALUE! | #VALUE! | 1.02 | Construction of chamber for 100mm sluice plates | item2 | 213 | Nos
49 | Earthing with copper earth plate 600 mm X 600 mm X 3 mm thick including accessories, and providing masonry enclosure with cover plate having locking arrangement and watering pipe of 2.7 metre long etc. with charcoal/ coke and salt as required. | item176 | 1 | Points | 12133 |  |  | Excess(+) | 1 | Full Conversion | INR | [40 empty] | #VALUE! | #VALUE! | #VALUE! | 2 | Construction of chamber for 100mm sluices valve | item3 | 10 | Nos
50 | Chemical earthing with Copper bonded earth electrode 50mm dia x 3 mtr length including earth enhancing compound (Jam Fill quality product) and PIT cover for earthing pit etc as reqd. | item177 | 2 | Points | 10015 |  |  | Excess(+) | 1 | Full Conversion | INR | [40 empty] | #VALUE! | #VALUE! | #VALUE! | 3 | Supplying, Conveying and fixing spls. Including ea | item4 | 10 | Nos
51 | Chemical earthing with GI earth electrode 50mm dia x 3 mtr length including earth enhancing compound (Jam Fill quality product) and PIT cover for earthing pit etc as reqd. | item178 | 2 | Points | 7112 |  |  | Excess(+) | 1 | Full Conversion | INR | [40 empty] | #VALUE! | #VALUE! | #VALUE! | 1.01 | Supplying, Conveying and fixing spls. Including eart | item1 | 123.223 | Nos
52 | Providing and fixing 25 mm X 5 mm copper strip in 40 mm dia G.I. pipe from earth electrode including connection with brass nut, bolt, spring, washer excavation and re-filling etc. as required. | item179 | 10 | Points | 1359 |  |  | Excess(+) | 1 | Full Conversion | INR | [40 empty] | #VALUE! | #VALUE! | #VALUE! | 1.02 | Construction of chamber for 100mm sluice plates | item2 | 213 | Nos
53 | Providing and fixing 25 mm x 5 mm GI strip in 40 mm dia GI pipe from earth electrode with GI nut , bolt,spring washer excavation and refilling etc. as reqd. | item180 | 30 | Points | 619 |  |  | Excess(+) | 1 | Full Conversion | INR | [40 empty] | #VALUE! | #VALUE! | #VALUE! | 2 | Construction of chamber for 100mm sluices valve | item3 | 10 | Nos
54 | Providing and laying earth connection from earth electrode with 4.00 mm dia copper wire in 15 mm dia G.I. pipe from earth electrode including connection with copper thimble excavation and re-filling as required | item181 | 30 | Points | 323 |  |  | Excess(+) | 1 | Full Conversion | INR | [40 empty] | #VALUE! | #VALUE! | #VALUE! | 1.01 | Supplying, Conveying and fixing spls. Including eart | item1 | 123.223 | Nos
55 | Providing and fixing 25 mm X 5 mm G.l. strip on surface or in recess for connections etc. as required. | item182 | 150 | Points | 213 |  |  | Excess(+) | 1 | Full Conversion | INR | [40 empty] | #VALUE! | #VALUE! | #VALUE! | 1.02 | Construction of chamber for 100mm sluice plates | item2 | 213 | Nos
56 | Providing & fixing 6 SWG dia GI wire on surface or in recess for loop earthing as reqd. | item183 | 250 | Points | 60 |  |  | Excess(+) | 1 | Full Conversion | INR | [40 empty] | #VALUE! | #VALUE! | #VALUE! | 2 | Construction of chamber for 100mm sluices valve | item3 | 10 | Nos
57 | Laying of one no. PVC insulated, PVC sheathed / XLPE power cable of 1.1kV grade of size not exceeding 35 sq.mm. of 1.1kV grade of following place etc. as reqd. | item184 | [52 empty] | 3 | Supplying, Conveying and fixing spls. Including ea | item4 | 10 | Nos
57.1 | direct in ground I/c excavation, sand cushioning, protective covering and refilling the trench etc. as reqd. | item185 | 150 | Points | 339 |  |  | Excess(+) | 1 | Full Conversion | INR | [40 empty] | #VALUE! | #VALUE! | #VALUE! | 3 | Supplying, Conveying and fixing spls. Including ea | item4 | 10 | Nos
57.2 | In pipe | item186 | 20 | Points | 32 |  |  | Excess(+) | 1 | Full Conversion | INR | [40 empty] | #VALUE! | #VALUE! | #VALUE! | 1.01 | Supplying, Conveying and fixing spls. Including eart | item1 | 123.223 | Nos
57.3 | In open duct | item187 | 10 | Points | 24 |  |  | Excess(+) | 1 | Full Conversion | INR | [40 empty] | #VALUE! | #VALUE! | #VALUE! | 1.02 | Construction of chamber for 100mm sluice plates | item2 | 213 | Nos
57.4 | On surface with MS clamp | item188 | 20 | Points | 48 |  |  | Excess(+) | 1 | Full Conversion | INR | [40 empty] | #VALUE! | #VALUE! | #VALUE! | 2 | Construction of chamber for 100mm sluices valve | item3 | 10 | Nos
58 | Laying of one no. PVC insulated, PVC sheathed / XLPE power cable of 1.1kV grade of size exceeding 35 sq.mm. but not exceeding 95 sq.mm. of 1.1kV grade of following place etc. as reqd. | item189 | [52 empty] | 3 | Supplying, Conveying and fixing spls. Including ea | item4 | 10 | Nos
58.1 | Direct in ground I/c excavation, sand cushioning, protective covering and refilling the trench etc. as reqd. | item190 | 100 | Points | 355 |  |  | Excess(+) | 1 | Full Conversion | INR | [40 empty] | #VALUE! | #VALUE! | #VALUE! | 1.01 | Supplying, Conveying and fixing spls. Including eart | item1 | 123.223 | Nos
58.2 | In pipe | item191 | 10 | Points | 50 |  |  | Excess(+) | 1 | Full Conversion | INR | [40 empty] | #VALUE! | #VALUE! | #VALUE! | 1.02 | Construction of chamber for 100mm sluice plates | item2 | 213 | Nos
58.3 | In open duct | item192 | 10 | Points | 40 |  |  | Excess(+) | 1 | Full Conversion | INR | [40 empty] | #VALUE! | #VALUE! | #VALUE! | 2 | Construction of chamber for 100mm sluices valve | item3 | 10 | Nos
58.4 | On surface with MS clamp | item193 | 20 | Points | 113 |  |  | Excess(+) | 1 | Full Conversion | INR | [40 empty] | #VALUE! | #VALUE! | #VALUE! | 1.01 | Supplying, Conveying and fixing spls. Including eart | item1 | 123.223 | Nos
59 | Laying of one no. PVC insulated and PVC sheathed /XLPE power cable (Size 95 sq.mm to 185 sq.mm) of 1.1kV grade of following place etc. as reqd. | item194 | [52 empty] | 1.02 | Construction of chamber for 100mm sluice plates | item2 | 213 | Nos
59.1 | In Ground I/c excavation, sand cushioning protective covering, refilling of earth as reqd. | item195 | 50 | Points | 370 |  |  | Excess(+) | 1 | Full Conversion | INR | [40 empty] | #VALUE! | #VALUE! | #VALUE! | 2 | Construction of chamber for 100mm sluices valve | item3 | 10 | Nos
59.2 | In existing Pipe | item196 | 10 | Points | 67 |  |  | Excess(+) | 1 | Full Conversion | INR | [40 empty] | #VALUE! | #VALUE! | #VALUE! | 3 | Supplying, Conveying and fixing spls. Including ea | item4 | 10 | Nos
59.3 | In existing open duct | item197 | 10 | Points | 55 |  |  | Excess(+) | 1 | Full Conversion | INR | [40 empty] | #VALUE! | #VALUE! | #VALUE! | 3 | Supplying, Conveying and fixing spls. Including ea | item4 | 10 | Nos
59.4 | Fixing on surface with MS clamp | item198 | 20 | Points | 135 |  |  | Excess(+) | 1 | Full Conversion | INR | [40 empty] | #VALUE! | #VALUE! | #VALUE! | 1.01 | Supplying, Conveying and fixing spls. Including eart | item1 | 123.223 | Nos
60 | Laying of one no. PVC insulated and PVC sheathed /XLPE power cable (Size 185 sq.mm to 400 sq.mm) of 1.1kV grade of following place etc. as reqd. | item199 | [52 empty] | 1.02 | Construction of chamber for 100mm sluice plates | item2 | 213 | Nos
60.1 | In Ground I/c excavation, sand cushioning protective covering, refilling of earth as reqd. | item200 | 100 | Points | 415 |  |  | Excess(+) | 1 | Full Conversion | INR | [40 empty] | #VALUE! | #VALUE! | #VALUE! | 2 | Construction of chamber for 100mm sluices valve | item3 | 10 | Nos
60.2 | In existing Pipe | item201 | 5 | Points | 117 |  |  | Excess(+) | 1 | Full Conversion | INR | [40 empty] | #VALUE! | #VALUE! | #VALUE! | 3 | Supplying, Conveying and fixing spls. Including ea | item4 | 10 | Nos
60.3 | In existing open duct | item202 | 5 | Points | 100 |  |  | Excess(+) | 1 | Full Conversion | INR | [40 empty] | #VALUE! | #VALUE! | #VALUE! | 1.01 | Supplying, Conveying and fixing spls. Including eart | item1 | 123.223 | Nos
60.4 | Fixing on surface with MS clamp | item203 | 10 | Points | 198 |  |  | Excess(+) | 1 | Full Conversion | INR | [40 empty] | #VALUE! | #VALUE! | #VALUE! | 1.02 | Construction of chamber for 100mm sluice plates | item2 | 213 | Nos
61 | Supplying and making indoor end termination with brass compression gland, aluminum lugs for following size of PVC insulated & PVC sheathed/XLPE aluminum cable of 1.1kV grade as reqd. | item204 | [52 empty] | 2 | Construction of chamber for 100mm sluices valve | item3 | 10 | Nos
61.01 | 2x6 sq.mm. | item205 | 10 | Points | 210 |  |  | Excess(+) | 1 | Full Conversion | INR | [40 empty] | #VALUE! | #VALUE! | #VALUE! | 1.01 | Supplying, Conveying and fixing spls. Including eart | item1 | 123.223 | Nos
61.02 | 2x10 sq.mm. | item206 | 10 | Points | 211 |  |  | Excess(+) | 1 | Full Conversion | INR | [40 empty] | #VALUE! | #VALUE! | #VALUE! | 1.02 | Construction of chamber for 100mm sluice plates | item2 | 213 | Nos
61.03 | 2x16 sq.mm. | item207 | 10 | Points | 224 |  |  | Excess(+) | 1 | Full Conversion | INR | [40 empty] | #VALUE! | #VALUE! | #VALUE! | 2 | Construction of chamber for 100mm sluices valve | item3 | 10 | Nos
61.04 | 2x25 sq.mm. | item208 | 10 | Points | 227 |  |  | Excess(+) | 1 | Full Conversion | INR | [40 empty] | #VALUE! | #VALUE! | #VALUE! | 1.01 | Supplying, Conveying and fixing spls. Including eart | item1 | 123.223 | Nos
61.05 | 3½x25 sq.mm. | item209 | 10 | Points | 274 |  |  | Excess(+) | 1 | Full Conversion | INR | [40 empty] | #VALUE! | #VALUE! | #VALUE! | 1.02 | Construction of chamber for 100mm sluice plates | item2 | 213 | Nos
61.06 | 3½x35 sq.mm. | item210 | 10 | Points | 323 |  |  | Excess(+) | 1 | Full Conversion | INR | [40 empty] | #VALUE! | #VALUE! | #VALUE! | 2 | Construction of chamber for 100mm sluices valve | item3 | 10 | Nos
61.07 | 3½x 50/70 sq.mm. | item211 | 5 | Points | 362 |  |  | Excess(+) | 1 | Full Conversion | INR | [40 empty] | #VALUE! | #VALUE! | #VALUE! | 3 | Supplying, Conveying and fixing spls. Including ea | item4 | 10 | Nos
61.08 | 3½x 95 sq.mm. | item212 | 5 | Points | 515 |  |  | Excess(+) | 1 | Full Conversion | INR | [40 empty] | #VALUE! | #VALUE! | #VALUE! | 3 | Supplying, Conveying and fixing spls. Including ea | item4 | 10 | Nos
61.09 | 3½x 120 sq.mm. | item213 | 3 | Points | 5374 |  |  | Excess(+) | 1 | Full Conversion | INR | [40 empty] | #VALUE! | #VALUE! | #VALUE! | 1.01 | Supplying, Conveying and fixing spls. Including eart | item1 | 123.223 | Nos
61.1 | 3½ X 150 sq. mm (50mm) | item214 | 3 | Points | 611 |  |  | Excess(+) | 1 | Full Conversion | INR | [40 empty] | #VALUE! | #VALUE! | #VALUE! | 1.02 | Construction of chamber for 100mm sluice plates | item2 | 213 | Nos
61.11 | 3½ X 185 sq. mm (57mm) | item215 | 3 | Points | 767 |  |  | Excess(+) | 1 | Full Conversion | INR | [40 empty] | #VALUE! | #VALUE! | #VALUE! | 2 | Construction of chamber for 100mm sluices valve | item3 | 10 | Nos
61.12 | 3½ X 240 sq. mm (62mm) | item216 | 2 | Points | 900 |  |  | Excess(+) | 1 | Full Conversion | INR | [40 empty] | #VALUE! | #VALUE! | #VALUE! | 3 | Supplying, Conveying and fixing spls. Including ea | item4 | 10 | Nos
61.13 | 3½ X 300 sq. mm (70mm) | item217 | 2 | Points | 1047 |  |  | Excess(+) | 1 | Full Conversion | INR | [40 empty] | #VALUE! | #VALUE! | #VALUE! | 1.01 | Supplying, Conveying and fixing spls. Including eart | item1 | 123.223 | Nos
61.14 | 3½ X 400 sq. mm (82mm) | item218 | 2 | Points | 1364 |  |  | Excess(+) | 1 | Full Conversion | INR | [40 empty] | #VALUE! | #VALUE! | #VALUE! | 1.02 | Construction of chamber for 100mm sluice plates | item2 | 213 | Nos
61.15 | 4 X 10 sq. mm (25mm) | item219 | 1 | Points | 236 |  |  | Excess(+) | 1 | Full Conversion | INR | [40 empty] | #VALUE! | #VALUE! | #VALUE! | 2 | Construction of chamber for 100mm sluices valve | item3 | 10 | Nos
61.16 | 4x16 sq.mm. | item220 | 10 | Points | 270 |  |  | Excess(+) | 1 | Full Conversion | INR | [40 empty] | #VALUE! | #VALUE! | #VALUE! | 1.01 | Supplying, Conveying and fixing spls. Including eart | item1 | 123.223 | Nos
61.17 | 4 X 25 sq. mm (28mm) | item221 | 1 | Points | 276 |  |  | Excess(+) | 1 | Full Conversion | INR | [40 empty] | #VALUE! | #VALUE! | #VALUE! | 1.02 | Construction of chamber for 100mm sluice plates | item2 | 213 | Nos
61.18 | 4 X 35 sq. mm (32mm) | item222 | 1 | Points | 324 |  |  | Excess(+) | 1 | Full Conversion | INR | [40 empty] | #VALUE! | #VALUE! | #VALUE! | 2 | Construction of chamber for 100mm sluices valve | item3 | 10 | Nos
62 | Supplying and making straight through joint with heat shrinkable kit including ferrules and other jointing materials for following size of PVC insulated and PVC sheathed / XLPE aluminium conductor cable of 1.1 kV grade as required. | item223 | [52 empty] | 3 | Supplying, Conveying and fixing spls. Including ea | item4 | 10 | Nos
62.01 | 2x16 sq.mm. | item224 | 1 | Points | 1900 |  |  | Excess(+) | 1 | Full Conversion | INR | [40 empty] | #VALUE! | #VALUE! | #VALUE! | 3 | Supplying, Conveying and fixing spls. Including ea | item4 | 10 | Nos
62.02 | 2x25/35/50 sq.mm. | item225 | 10 | Points | 2172 |  |  | Excess(+) | 1 | Full Conversion | INR | [40 empty] | #VALUE! | #VALUE! | #VALUE! | 1.01 | Supplying, Conveying and fixing spls. Including eart | item1 | 123.223 | Nos
62.03 | 3½x25/35/50 sq.mm. | item226 | 5 | Points | 2172 |  |  | Excess(+) | 1 | Full Conversion | INR | [40 empty] | #VALUE! | #VALUE! | #VALUE! | 1.02 | Construction of chamber for 100mm sluice plates | item2 | 213 | Nos
62.04 | 3½x70 sq.mm. | item227 | 2 | Points | 2948 |  |  | Excess(+) | 1 | Full Conversion | INR | [40 empty] | #VALUE! | #VALUE! | #VALUE! | 2 | Construction of chamber for 100mm sluices valve | item3 | 10 | Nos
62.05 | 3½x 95 sq.mm. | item228 | 4 | Points | 3083 |  |  | Excess(+) | 1 | Full Conversion | INR | [40 empty] | #VALUE! | #VALUE! | #VALUE! | 3 | Supplying, Conveying and fixing spls. Including ea | item4 | 10 | Nos
62.06 | 3½x 120/150/185 sq.mm. | item229 | 5 | Points | 3978 |  |  | Excess(+) | 1 | Full Conversion | INR | [40 empty] | #VALUE! | #VALUE! | #VALUE! | 1.01 | Supplying, Conveying and fixing spls. Including eart | item1 | 123.223 | Nos
62.07 | 3½ X 240 sq. mm | item230 | 2 | Points | 4313 |  |  | Excess(+) | 1 | Full Conversion | INR | [40 empty] | #VALUE! | #VALUE! | #VALUE! | 1.02 | Construction of chamber for 100mm sluice plates | item2 | 213 | Nos
62.08 | 3½ X 300 sq. mm | item231 | 2 | Points | 5354 |  |  | Excess(+) | 1 | Full Conversion | INR | [40 empty] | #VALUE! | #VALUE! | #VALUE! | 2 | Construction of chamber for 100mm sluices valve | item3 | 10 | Nos
62.09 | 3½ X 400 sq. mm | item232 | 2 | Points | 6984 |  |  | Excess(+) | 1 | Full Conversion | INR | [40 empty] | #VALUE! | #VALUE! | #VALUE! | 1.01 | Supplying, Conveying and fixing spls. Including eart | item1 | 123.223 | Nos
62.1 | 4x16 sq.mm. | item233 | 1 | Points | 1900 |  |  | Excess(+) | 1 | Full Conversion | INR | [40 empty] | #VALUE! | #VALUE! | #VALUE! | 1.02 | Construction of chamber for 100mm sluice plates | item2 | 213 | Nos
63 | Supplying and embedding following dia G.l. pipe (medium class) in pole collar/ foundation (during casting) for cable entry including bending the pipe to the required shape complete as required. | item234 | [52 empty] | 2 | Construction of chamber for 100mm sluices valve | item3 | 10 | Nos
63.1 | 40 mm dia | item235 | 10 | Points | 516 |  |  | Excess(+) | 1 | Full Conversion | INR | [40 empty] | #VALUE! | #VALUE! | #VALUE! | 3 | Supplying, Conveying and fixing spls. Including ea | item4 | 10 | Nos
64 | Excavation for foundation in soft soil including dressing of sides and ramming of bottoms, lift upto 1.5 m including getting out the excavated soil and disposal of surplus excavated soil as directed, within a lead of 50 metres. | item236 | 15 | Points | 554 |  |  | Excess(+) | 1 | Full Conversion | INR | [40 empty] | #VALUE! | #VALUE! | #VALUE! | 3 | Supplying, Conveying and fixing spls. Including ea | item4 | 10 | Nos
65 | Providing brick work (in width 225 mm or more) with F.P.S. bricks of class designation 7.5 in cement mortar 1:4 (1 cement : 4 coarse sand) at all levels. | item237 | 10 | Points | 6462 |  |  | Excess(+) | 1 | Full Conversion | INR | [40 empty] | #VALUE! | #VALUE! | #VALUE! | 1.01 | Supplying, Conveying and fixing spls. Including eart | item1 | 123.223 | Nos
66 | Providing 15mm thick cement plaster of mix 1:4 (1 cement : 4 fine sand) at all levels. | item238 | 20 | Points | 350 |  |  | Excess(+) | 1 | Full Conversion | INR | [40 empty] | #VALUE! | #VALUE! | #VALUE! | 1.02 | Construction of chamber for 100mm sluice plates | item2 | 213 | Nos
67 | Providing, laying and fixing following dia G.I. pipe (medium class) in ground complete with G.I. fittings including trenching (75 cm deep)and re-filling etc as required | item239 | [52 empty] | 2 | Construction of chamber for 100mm sluices valve | item3 | 10 | Nos
67.1 | 40 mm | item240 | 10 | Points | 541 |  |  | Excess(+) | 1 | Full Conversion | INR | [40 empty] | #VALUE! | #VALUE! | #VALUE! | 3 | Supplying, Conveying and fixing spls. Including ea | item4 | 10 | Nos
67.2 | 50 mm | item241 | 15 | Points | 668 |  |  | Excess(+) | 1 | Full Conversion | INR | [40 empty] | #VALUE! | #VALUE! | #VALUE! | 1.01 | Supplying, Conveying and fixing spls. Including eart | item1 | 123.223 | Nos
67.3 | 80 mm | item242 | 10 | Points | 913 |  |  | Excess(+) | 1 | Full Conversion | INR | [40 empty] | #VALUE! | #VALUE! | #VALUE! | 1.02 | Construction of chamber for 100mm sluice plates | item2 | 213 | Nos
67.4 | 100 mm | item243 | 10 | Points | 1583 |  |  | Excess(+) | 1 | Full Conversion | INR | [40 empty] | #VALUE! | #VALUE! | #VALUE! | 2 | Construction of chamber for 100mm sluices valve | item3 | 10 | Nos
68 | Providing and fixing M.S. fan clamp type I or II of 16 mm dia M.S. bar,bent to shape with hooked ends in R.C.C. slabs or beams during laying,including painting the exposed portion of loop,all as per standard design complete. | item244 | 5 | Points | 233 |  |  | Excess(+) | 1 | Full Conversion | INR | [40 empty] | #VALUE! | #VALUE! | #VALUE! | 1.01 | Supplying, Conveying and fixing spls. Including eart | item1 | 123.223 | Nos
69 | Supply, Installation, Testing and Commissioning of 1200 mm sweep, BEE 5 star rated, ceiling fan with Brush Less Direct Current (BLDC) Motor, class of insulation: B, 3 nos. blades, 30 cm long down rod, 2 nos. canopies, shackle kit, safety rope, copper winding, Power Factor not less than 0.9, Service Value (CMM/W) minimum 6.85, Air delivery minimum 215 CMM, 350 RPM (tolerance as per IS : 374- 2019), THD less than 10%, remote or electronic regulator unit for speed control and all remaining accessories including safety pin, nut bolts, washers, temperature rise=75 degree C (max.), insulation resistance more than 2 mega ohm, suitable for 230 V, 50 Hz, single phase AC Supply, earthing etc. complete as required. | item245 | 50 | Points | 2393 |  |  | Excess(+) | 1 | Full Conversion | INR | [40 empty] | #VALUE! | #VALUE! | #VALUE! | 1.02 | Construction of chamber for 100mm sluice plates | item2 | 213 | Nos
70 | Supplying and fixing following piano type switch /socket on existing switch box/cover I/c connection etc as reqd. | item246 | [52 empty] | 2 | Construction of chamber for 100mm sluices valve | item3 | 10 | Nos
70.1 | Fan regulator socket type rotary/dimmer | item247 | 100 | Points | 334 |  |  | Excess(+) | 1 | Full Conversion | INR | [40 empty] | #VALUE! | #VALUE! | #VALUE! | 3 | Supplying, Conveying and fixing spls. Including ea | item4 | 10 | Nos
70.2 | Fan regulator dimmer type 650 W | item248 | 10 | Points | 421 |  |  | Excess(+) | 1 | Full Conversion | INR | [40 empty] | #VALUE! | #VALUE! | #VALUE! | 1.01 | Supplying, Conveying and fixing spls. Including eart | item1 | 123.223 | Nos
71 | Supply and drawing PVC insulated 3 core round cable of following size for connection of equipments / exhaust fan & other work as reqd. | item249 | [52 empty] | 1.02 | Construction of chamber for 100mm sluice plates | item2 | 213 | Nos
71.1 | 1.5 Sq. mm | item250 | 10 | Points | 120 |  |  | Excess(+) | 1 | Full Conversion | INR | [40 empty] | #VALUE! | #VALUE! | #VALUE! | 2 | Construction of chamber for 100mm sluices valve | item3 | 10 | Nos
71.2 | 2.5 Sq. mm | item251 | 10 | Points | 180 |  |  | Excess(+) | 1 | Full Conversion | INR | [40 empty] | #VALUE! | #VALUE! | #VALUE! | 1.01 | Supplying, Conveying and fixing spls. Including eart | item1 | 123.223 | Nos
71.3 | 4.0 Sq. mm | item252 | 5 | Points | 265 |  |  | Excess(+) | 1 | Full Conversion | INR | [40 empty] | #VALUE! | #VALUE! | #VALUE! | 1.02 | Construction of chamber for 100mm sluice plates | item2 | 213 | Nos
72 | Supply and drawing PVC insulated 5 core round cable of 6.0 Sq. mm size for 3 phase connection as reqd. | item253 | 5 | Points | 606 |  |  | Excess(+) | 1 | Full Conversion | INR | [40 empty] | #VALUE! | #VALUE! | #VALUE! | 2 | Construction of chamber for 100mm sluices valve | item3 | 10 | Nos
73 | Drawing of optical cable enhanced cat 5/cat 6/telephone/ networking /power cable in existing steel conduit pipe/GI /HDPE pipe including numbering of networking wire from room to rack as reqd. | item254 | 100 | Points | 20 |  |  | Excess(+) | 1 | Full Conversion | INR | [40 empty] | #VALUE! | #VALUE! | #VALUE! | 3 | Supplying, Conveying and fixing spls. Including ea | item4 | 10 | Nos
74 | Supplying & drawing following sizes of FRLS PVC insulated copper conductor, single core cable in the existing surface / recessed steel / PVC conduit as reqd. | item255 | [52 empty] | 3 | Supplying, Conveying and fixing spls. Including ea | item4 | 10 | Nos
74.1 | 2 x 10 Sq.mm.. | item256 | 25 | Points | 300 |  |  | Excess(+) | 1 | Full Conversion | INR | [40 empty] | #VALUE! | #VALUE! | #VALUE! | 1.01 | Supplying, Conveying and fixing spls. Including eart | item1 | 123.223 | Nos
74.2 | 3 x 10 Sq.mm.. | item257 | 25 | Points | 431 |  |  | Excess(+) | 1 | Full Conversion | INR | [40 empty] | #VALUE! | #VALUE! | #VALUE! | 1.02 | Construction of chamber for 100mm sluice plates | item2 | 213 | Nos
74.3 | 2 x 16 Sq.mm.. | item258 | 10 | Points | 443 |  |  | Excess(+) | 1 | Full Conversion | INR | [40 empty] | #VALUE! | #VALUE! | #VALUE! | 2 | Construction of chamber for 100mm sluices valve | item3 | 10 | Nos
74.5 | 3 x 16 Sq.mm.. | item259 | 10 | Points | 645 |  |  | Excess(+) | 1 | Full Conversion | INR | [40 empty] | #VALUE! | #VALUE! | #VALUE! | 3 | Supplying, Conveying and fixing spls. Including ea | item4 | 10 | Nos
74.6 | 4 x 25 Sq.mm.. | item260 | 5 | Points | 1695 |  |  | Excess(+) | 1 | Full Conversion | INR | [40 empty] | #VALUE! | #VALUE! | #VALUE! | 1.01 | Supplying, Conveying and fixing spls. Including eart | item1 | 123.223 | Nos
74.7 | 4 x 35 Sq.mm.. | item261 | 5 | Points | 2363 |  |  | Excess(+) | 1 | Full Conversion | INR | [40 empty] | #VALUE! | #VALUE! | #VALUE! | 1.02 | Construction of chamber for 100mm sluice plates | item2 | 213 | Nos
75 | Wiring for light point/ fan point/ exhaust fan point/ call bell point with 1.5 sq.mm FRLS PVC insulated copper conductor single core cable in DLP/ PVC casing & capping, without switch,switch box etc. and earthing the point with 1.5 sq.mm. FRLS PVC insulated copper conductor single core cable etc as required. | item262 | [52 empty] | 2 | Construction of chamber for 100mm sluices valve | item3 | 10 | Nos
75.1 | Group B | item263 | 2 | Points | 968 |  |  | Excess(+) | 1 | Full Conversion | INR | [40 empty] | #VALUE! | #VALUE! | #VALUE! | 1.01 | Supplying, Conveying and fixing spls. Including eart | item1 | 123.223 | Nos
75.2 | Group C | item264 | 2 | Points | 1262 |  |  | Excess(+) | 1 | Full Conversion | INR | [40 empty] | #VALUE! | #VALUE! | #VALUE! | 1.02 | Construction of chamber for 100mm sluice plates | item2 | 213 | Nos
76 | Providing and fixing following sizes of PVC casing and capping on surface as reqd. | item265 | [52 empty] | 2 | Construction of chamber for 100mm sluices valve | item3 | 10 | Nos
76.1 | 20 x 12 mm | item266 | 300 | Points | 78 |  |  | Excess(+) | 1 | Full Conversion | INR | [40 empty] | #VALUE! | #VALUE! | #VALUE! | 3 | Supplying, Conveying and fixing spls. Including ea | item4 | 10 | Nos
76.2 | 25 x 16 mm | item267 | 250 | Points | 85 |  |  | Excess(+) | 1 | Full Conversion | INR | [40 empty] | #VALUE! | #VALUE! | #VALUE! | 3 | Supplying, Conveying and fixing spls. Including ea | item4 | 10 | Nos
76.3 | 32x 16 mm | item268 | 200 | Points | 92 |  |  | Excess(+) | 1 | Full Conversion | INR | [40 empty] | #VALUE! | #VALUE! | #VALUE! | 1.01 | Supplying, Conveying and fixing spls. Including eart | item1 | 123.223 | Nos
76.4 | 38 x 16 mm | item269 | 100 | Points | 120 |  |  | Excess(+) | 1 | Full Conversion | INR | [40 empty] | #VALUE! | #VALUE! | #VALUE! | 1.02 | Construction of chamber for 100mm sluice plates | item2 | 213 | Nos
77 | Providing and fixing casing and capping in place of defective and dameged wood batten including dismentling of betten and wire & relaying of wires as required complet. | item270 | [52 empty] | 2 | Construction of chamber for 100mm sluices valve | item3 | 10 | Nos
77.1 | 20 x 12 mm | item271 | 150 | Points | 129 |  |  | Excess(+) | 1 | Full Conversion | INR | [40 empty] | #VALUE! | #VALUE! | #VALUE! | 3 | Supplying, Conveying and fixing spls. Including ea | item4 | 10 | Nos
77.2 | 25 x 16 mm | item272 | 130 | Points | 136 |  |  | Excess(+) | 1 | Full Conversion | INR | [40 empty] | #VALUE! | #VALUE! | #VALUE! | 1.01 | Supplying, Conveying and fixing spls. Including eart | item1 | 123.223 | Nos
77.3 | 32x 16 mm | item273 | 100 | Points | 142 |  |  | Excess(+) | 1 | Full Conversion | INR | [40 empty] | #VALUE! | #VALUE! | #VALUE! | 1.02 | Construction of chamber for 100mm sluice plates | item2 | 213 | Nos
77.4 | 38 x 16 mm | item274 | 50 | Points | 171 |  |  | Excess(+) | 1 | Full Conversion | INR | [40 empty] | #VALUE! | #VALUE! | #VALUE! | 2 | Construction of chamber for 100mm sluices valve | item3 | 10 | Nos
78 | Dismantling the old conduit pipe/wood batten of all sizes from surface/recessed & making good the damages I/c filling the holes of the surface etc as reqd. | item275 | 300 | Points | 30 |  |  | Excess(+) | 1 | Full Conversion | INR | [40 empty] | #VALUE! | #VALUE! | #VALUE! | 1.01 | Supplying, Conveying and fixing spls. Including eart | item1 | 123.223 | Nos
79 | Fixing 20/25/32 mm conduit pipe on surface with clamp/in recessed only conduit pipe supplied by department.(Free of cost) | item276 | 15 | Points | 90 |  |  | Excess(+) | 1 | Full Conversion | INR | [40 empty] | #VALUE! | #VALUE! | #VALUE! | 1.02 | Construction of chamber for 100mm sluice plates | item2 | 213 | Nos
80 | Supplying and fixing wooden board of following sizes on surface or in recessed with suitable size of phenolic laminated sheet cover in the front etc as reqd. | item277 | [52 empty] | 2 | Construction of chamber for 100mm sluices valve | item3 | 10 | Nos
80.1 | 100 mm x 100 mm | item278 | 50 | Points | 172 |  |  | Excess(+) | 1 | Full Conversion | INR | [40 empty] | #VALUE! | #VALUE! | #VALUE! | 1.01 | Supplying, Conveying and fixing spls. Including eart | item1 | 123.223 | Nos
80.2 | 175 mm x 100 mm | item279 | 40 | Points | 197 |  |  | Excess(+) | 1 | Full Conversion | INR | [40 empty] | #VALUE! | #VALUE! | #VALUE! | 1.02 | Construction of chamber for 100mm sluice plates | item2 | 213 | Nos
80.3 | 200 mm x 150 mm | item280 | 15 | Points | 277 |  |  | Excess(+) | 1 | Full Conversion | INR | [40 empty] | #VALUE! | #VALUE! | #VALUE! | 2 | Construction of chamber for 100mm sluices valve | item3 | 10 | Nos
80.4 | 200 mm x 250 mm | item281 | 5 | Points | 367 |  |  | Excess(+) | 1 | Full Conversion | INR | [40 empty] | #VALUE! | #VALUE! | #VALUE! | 3 | Supplying, Conveying and fixing spls. Including ea | item4 | 10 | Nos
80.5 | 200 mm x 300 mm | item282 | 5 | Points | 445 |  |  | Excess(+) | 1 | Full Conversion | INR | [40 empty] | #VALUE! | #VALUE! | #VALUE! | 3 | Supplying, Conveying and fixing spls. Including ea | item4 | 10 | Nos
81 | Dismantling conciled & damaged DB/TPN Switches/starter/ loose wire boxes along with all accessories and depositing the same in the store repairing the damages as reqd complete. | item283 | 50 | Points | 252 |  |  | Excess(+) | 1 | Full Conversion | INR | [40 empty] | #VALUE! | #VALUE! | #VALUE! | 1.01 | Supplying, Conveying and fixing spls. Including eart | item1 | 123.223 | Nos
82 | Dismantling and refixing of M.S./PVC box of up to 250 x 300 x100 on surface recessed as required. including painting with enamel paint as reqd | item284 | 50 | Points | 361 |  |  | Excess(+) | 1 | Full Conversion | INR | [40 empty] | #VALUE! | #VALUE! | #VALUE! | 1.02 | Construction of chamber for 100mm sluice plates | item2 | 213 | Nos
83 | Fixing MS Box upto 250 x 300 x100 mm including pole fuse box and painting. with enamel paint as reqd | item285 | 5 | Points | 215 |  |  | Excess(+) | 1 | Full Conversion | INR | [40 empty] | #VALUE! | #VALUE! | #VALUE! | 2 | Construction of chamber for 100mm sluices valve | item3 | 10 | Nos
84 | Supplying and fixing 40 amp to 63 amp rating 240 volts 'C' curve 10 kA MCB of following pole in the existing MCB DB complete with connection, testing & commissioning etc as reqd. | item286 | [52 empty] | 3 | Supplying, Conveying and fixing spls. Including ea | item4 | 10 | Nos
84.1 | Single Pole | item287 | 20 | Points | 741 |  |  | Excess(+) | 1 | Full Conversion | INR | [40 empty] | #VALUE! | #VALUE! | #VALUE! | 1.01 | Supplying, Conveying and fixing spls. Including eart | item1 | 123.223 | Nos
84.2 | Double pole | item288 | 30 | Points | 1656 |  |  | Excess(+) | 1 | Full Conversion | INR | [40 empty] | #VALUE! | #VALUE! | #VALUE! | 1.02 | Construction of chamber for 100mm sluice plates | item2 | 213 | Nos
84.3 | Triple Pole | item289 | 10 | Points | 2553 |  |  | Excess(+) | 1 | Full Conversion | INR | [40 empty] | #VALUE! | #VALUE! | #VALUE! | 2 | Construction of chamber for 100mm sluices valve | item3 | 10 | Nos
84.4 | Four Pole | item290 | 20 | Points | 3188 |  |  | Excess(+) | 1 | Full Conversion | INR | [40 empty] | #VALUE! | #VALUE! | #VALUE! | 1.01 | Supplying, Conveying and fixing spls. Including eart | item1 | 123.223 | Nos
85 | Supply, fixing, connecting, commissioning & testing of 40 watt LED Post top lantern light complete with all accessories including rag bolts with washer etc as reqd. | item291 | 10 | Points | 11307 |  |  | Excess(+) | 1 | Full Conversion | INR | [40 empty] | #VALUE! | #VALUE! | #VALUE! | 1.02 | Construction of chamber for 100mm sluice plates | item2 | 213 | Nos
86 | Supply, fixing, connecting, commissioning & testing of 45/48 watt LED Street light make up of pressure die aluminium housing with high power LED as lighting source and lens embedded PC cover having top opening seperate driver compartment with IP 66 protection complete with all accessories including rag bolts with washer etc as reqd. | item292 | 15 | Points | 4739 |  |  | Excess(+) | 1 | Full Conversion | INR | [40 empty] | #VALUE! | #VALUE! | #VALUE! | 2 | Construction of chamber for 100mm sluices valve | item3 | 10 | Nos
87 | Supply and installation testing and commissioning of following LED fitting surface/recess mounted, IP20, with metallic CRCA powder coated housing cover highefficiency diffuser, THD less than10, power factor above 0.9.etc. as required Crompton make. | item293 | [52 empty] | 3 | Supplying, Conveying and fixing spls. Including ea | item4 | 10 | Nos
87.01 | 12W LED light 1"X1" or round cat no. LCDSPLN-R-12-CDL | item294 | 10 | Points | 1420 |  |  | Excess(+) | 1 | Full Conversion | INR | [40 empty] | #VALUE! | #VALUE! | #VALUE! | 3 | Supplying, Conveying and fixing spls. Including ea | item4 | 10 | Nos
87.02 | 15W LED light 1"X1" or round cat no. LCDSPLN-R-15-CDL | item295 | 10 | Points | 1548 |  |  | Excess(+) | 1 | Full Conversion | INR | [40 empty] | #VALUE! | #VALUE! | #VALUE! | 1.01 | Supplying, Conveying and fixing spls. Including eart | item1 | 123.223 | Nos
87.03 | 18W LED light 1"X1" or round cat no. LCDSPLN-R-18-CDL | item296 | 10 | Points | 1903 |  |  | Excess(+) | 1 | Full Conversion | INR | [40 empty] | #VALUE! | #VALUE! | #VALUE! | 1.02 | Construction of chamber for 100mm sluice plates | item2 | 213 | Nos
87.04 | 36/40W LED light 1"X4" long fitting cat no. LCTLSNE-40-CDL(1X4) | item297 | 2 | Points | 5912 |  |  | Excess(+) | 1 | Full Conversion | INR | [40 empty] | #VALUE! | #VALUE! | #VALUE! | 2 | Construction of chamber for 100mm sluices valve | item3 | 10 | Nos
87.05 | 36W LED light 2"X2" cat no. LCTLSNE-36-FO-CDL | item298 | 2 | Points | 5466 |  |  | Excess(+) | 1 | Full Conversion | INR | [40 empty] | #VALUE! | #VALUE! | #VALUE! | 3 | Supplying, Conveying and fixing spls. Including ea | item4 | 10 | Nos
87.06 | 20W LED fitting Cat. No. (CCS-103-20-65-SL-DP-NWH ) | item299 | 10 | Points | 839 |  |  | Excess(+) | 1 | Full Conversion | INR | [40 empty] | #VALUE! | #VALUE! | #VALUE! | 1.01 | Supplying, Conveying and fixing spls. Including eart | item1 | 123.223 | Nos
87.07 | 40W LED fitting Cat. No. (CCS-100-40-65-SL-DP-NWH ) | item300 | 5 | Points | 1194 |  |  | Excess(+) | 1 | Full Conversion | INR | [40 empty] | #VALUE! | #VALUE! | #VALUE! | 1.02 | Construction of chamber for 100mm sluice plates | item2 | 213 | Nos
87.08 | 10W LED fitting Cat. No. (CCS-103-10-65-SL-DP-NWH ) | item301 | 5 | Points | 612 |  |  | Excess(+) | 1 | Full Conversion | INR | [40 empty] | #VALUE! | #VALUE! | #VALUE! | 2 | Construction of chamber for 100mm sluices valve | item3 | 10 | Nos
87.09 | 10/20 W LED Bulkhead Cat. No. (CIS-306-10-57-SL-DP-NBK ) | item302 | 50 | Points | 1903 |  |  | Excess(+) | 1 | Full Conversion | INR | [40 empty] | #VALUE! | #VALUE! | #VALUE! | 1.01 | Supplying, Conveying and fixing spls. Including eart | item1 | 123.223 | Nos
88 | Supplying, fixing, connecting, commissioning and testing of the following luminaries light fixtures complete with all accessories and with lamp as required complete. | item303 | [52 empty] | 1.02 | Construction of chamber for 100mm sluice plates | item2 | 213 | Nos
88.1 | LED tube light fitting (1 X 18 / 20 Watt. LED) surface mounting luminares | item304 | 5 | Points | 903 |  |  | Excess(+) | 1 | Full Conversion | INR | [40 empty] | #VALUE! | #VALUE! | #VALUE! | 2 | Construction of chamber for 100mm sluices valve | item3 | 10 | Nos
88.2 | LED tube light fitting (2 X 18 / 20 Watt. LED) surface mounting luminares | item305 | 5 | Points | 1078 |  |  | Excess(+) | 1 | Full Conversion | INR | [40 empty] | #VALUE! | #VALUE! | #VALUE! | 3 | Supplying, Conveying and fixing spls. Including ea | item4 | 10 | Nos
89 | Supplying, fixing, connecting, commissioning and testing of the following luminaries light fixtures complete with all accessories and without lamp as required complete. | item306 | [52 empty] | 3 | Supplying, Conveying and fixing spls. Including ea | item4 | 10 | Nos
89.1 | Drum light . | item307 | 50 | Points | 1140 |  |  | Excess(+) | 1 | Full Conversion | INR | [40 empty] | #VALUE! | #VALUE! | #VALUE! | 1.01 | Supplying, Conveying and fixing spls. Including eart | item1 | 123.223 | Nos
89.2 | Wall bracket | item308 | 50 | Points | 744 |  |  | Excess(+) | 1 | Full Conversion | INR | [40 empty] | #VALUE! | #VALUE! | #VALUE! | 1.02 | Construction of chamber for 100mm sluice plates | item2 | 213 | Nos
89.3 | Bulk head fitting suitable for 60W GLS lamp | item309 | 100 | Points | 466 |  |  | Excess(+) | 1 | Full Conversion | INR | [40 empty] | #VALUE! | #VALUE! | #VALUE! | 2 | Construction of chamber for 100mm sluices valve | item3 | 10 | Nos
89.4 | Wall light stylo fitting 14W | item310 | 10 | Points | 853 |  |  | Excess(+) | 1 | Full Conversion | INR | [40 empty] | #VALUE! | #VALUE! | #VALUE! | 3 | Supplying, Conveying and fixing spls. Including ea | item4 | 10 | Nos
89.5 | LED Bulkhead (WT140W LED7S CW PSU S1 PC) Philips | item311 | 5 | Points | 806 |  |  | Excess(+) | 1 | Full Conversion | INR | [40 empty] | #VALUE! | #VALUE! | #VALUE! | 1.01 | Supplying, Conveying and fixing spls. Including eart | item1 | 123.223 | Nos
90 | Repairing , cleaning, testing & commissioniong box /industiral type /decorative type fitting I/c replacement of all parts if reqd. | item312 | 10 | Points | 99 |  |  | Excess(+) | 1 | Full Conversion | INR | [40 empty] | #VALUE! | #VALUE! | #VALUE! | 1.02 | Construction of chamber for 100mm sluice plates | item2 | 213 | Nos
91 | Providing and replacement of damaged internal wiring of fitting of any type with 1.5 sq.mm. PVC insulated copper single core wire i/c dismantling & refixing as reqd. | item313 | 10 | Points | 185 |  |  | Excess(+) | 1 | Full Conversion | INR | [40 empty] | #VALUE! | #VALUE! | #VALUE! | 2 | Construction of chamber for 100mm sluices valve | item3 | 10 | Nos
92 | Supplying and fixing of 20 / 40 W 220 V starter for FL. Tube fitting as reqd. | item314 | 25 | Points | 27 |  |  | Excess(+) | 1 | Full Conversion | INR | [40 empty] | #VALUE! | #VALUE! | #VALUE! | 1.01 | Supplying, Conveying and fixing spls. Including eart | item1 | 123.223 | Nos
93 | Supplying, fixing, connecting & commissioning 18W/28W/36W/40W electronics ballast , 240V Fl. lamp as reqd. | item315 | 1 | Points | 284 |  |  | Excess(+) | 1 | Full Conversion | INR | [40 empty] | #VALUE! | #VALUE! | #VALUE! | 1.02 | Construction of chamber for 100mm sluice plates | item2 | 213 | Nos
94 | Supply and fixing and connecting & commissioning following CFL / LED/ lamps in existing fitting as reqd.(Make- Phillips) | item316 | [52 empty] | 2 | Construction of chamber for 100mm sluices valve | item3 | 10 | Nos
94.1 | LED bulb 7 to 10W | item317 | 5 | Points | 150 |  |  | Excess(+) | 1 | Full Conversion | INR | [40 empty] | #VALUE! | #VALUE! | #VALUE! | 1.01 | Supplying, Conveying and fixing spls. Including eart | item1 | 123.223 | Nos
94.2 | LED bulb 14/15W | item318 | 20 | Points | 281 |  |  | Excess(+) | 1 | Full Conversion | INR | [40 empty] | #VALUE! | #VALUE! | #VALUE! | 1.02 | Construction of chamber for 100mm sluice plates | item2 | 213 | Nos
94.3 | LED bulb 20/23 W | item319 | 10 | Points | 381 |  |  | Excess(+) | 1 | Full Conversion | INR | [40 empty] | #VALUE! | #VALUE! | #VALUE! | 2 | Construction of chamber for 100mm sluices valve | item3 | 10 | Nos
94.4 | LED tube light 18 / 20 Watt. | item320 | 5 | Points | 294 |  |  | Excess(+) | 1 | Full Conversion | INR | [40 empty] | #VALUE! | #VALUE! | #VALUE! | 3 | Supplying, Conveying and fixing spls. Including ea | item4 | 10 | Nos
94.5 | 36 W / 40 W FL tube | item321 | 2 | Points | 55 |  |  | Excess(+) | 1 | Full Conversion | INR | [40 empty] | #VALUE! | #VALUE! | #VALUE! | 3 | Supplying, Conveying and fixing spls. Including ea | item4 | 10 | Nos
95 | Supplying, fixing, connecting & commissioning of holder for 9/11/ 18/20/28/36/40W FTL/PLS lamps | item322 | 10 | Points | 87 |  |  | Excess(+) | 1 | Full Conversion | INR | [40 empty] | #VALUE! | #VALUE! | #VALUE! | 1.01 | Supplying, Conveying and fixing spls. Including eart | item1 | 123.223 | Nos
96 | Dismantling, disconnecting old damaged unserviceable fl fitting/ exhaust fan/ ceiling fan/ bulkhead fitting with bracket etc. as reqd. and depositing in sectional store. | item323 | 20 | Points | 100 |  |  | Excess(+) | 1 | Full Conversion | INR | [40 empty] | #VALUE! | #VALUE! | #VALUE! | 1.02 | Construction of chamber for 100mm sluice plates | item2 | 213 | Nos
97 | Supplying and fixing Copper/Al tube / reducer terminals suitable for following size of conductor. | item324 | [52 empty] | 2 | Construction of chamber for 100mm sluices valve | item3 | 10 | Nos
97.1 | 6 Sq.mm. | item325 | 100 | Points | 13 |  |  | Excess(+) | 1 | Full Conversion | INR | [40 empty] | #VALUE! | #VALUE! | #VALUE! | 3 | Supplying, Conveying and fixing spls. Including ea | item4 | 10 | Nos
97.2 | 10 Sq.mm. | item326 | 50 | Points | 13 |  |  | Excess(+) | 1 | Full Conversion | INR | [40 empty] | #VALUE! | #VALUE! | #VALUE! | 1.01 | Supplying, Conveying and fixing spls. Including eart | item1 | 123.223 | Nos
97.3 | 16 Sq.mm. | item327 | 20 | Points | 14 |  |  | Excess(+) | 1 | Full Conversion | INR | [40 empty] | #VALUE! | #VALUE! | #VALUE! | 1.02 | Construction of chamber for 100mm sluice plates | item2 | 213 | Nos
97.5 | 25 Sq.mm. | item328 | 20 | Points | 15 |  |  | Excess(+) | 1 | Full Conversion | INR | [40 empty] | #VALUE! | #VALUE! | #VALUE! | 2 | Construction of chamber for 100mm sluices valve | item3 | 10 | Nos
97.6 | 35 Sq.mm. | item329 | 20 | Points | 16 |  |  | Excess(+) | 1 | Full Conversion | INR | [40 empty] | #VALUE! | #VALUE! | #VALUE! | 1.01 | Supplying, Conveying and fixing spls. Including eart | item1 | 123.223 | Nos
97.7 | 50 Sq.mm. | item330 | 20 | Points | 19 |  |  | Excess(+) | 1 | Full Conversion | INR | [40 empty] | #VALUE! | #VALUE! | #VALUE! | 1.02 | Construction of chamber for 100mm sluice plates | item2 | 213 | Nos
98 | Dismantling & refixing brass compression type cable gland 25 sq.mm to 400 sq.mm. cable. | item331 | 2 | Points | 248 |  |  | Excess(+) | 1 | Full Conversion | INR | [40 empty] | #VALUE! | #VALUE! | #VALUE! | 2 | Construction of chamber for 100mm sluices valve | item3 | 10 | Nos
99 | Supplying of one number XLPE power cable of following size. aluminium conductor, steel armoured cable of 1.1kV grade as per IS:7098 as reqd complete. | item332 | [52 empty] | 3 | Supplying, Conveying and fixing spls. Including ea | item4 | 10 | Nos
99.01 | 2x6 sq.mm. | item333 | 10 | Points | 90 |  |  | Excess(+) | 1 | Full Conversion | INR | [40 empty] | #VALUE! | #VALUE! | #VALUE! | 3 | Supplying, Conveying and fixing spls. Including ea | item4 | 10 | Nos
99.02 | 2x10 sq.mm. | item334 | 10 | Points | 110 |  |  | Excess(+) | 1 | Full Conversion | INR | [40 empty] | #VALUE! | #VALUE! | #VALUE! | 1.01 | Supplying, Conveying and fixing spls. Including eart | item1 | 123.223 | Nos
99.03 | 2x16 sq.mm. | item335 | 10 | Points | 125 |  |  | Excess(+) | 1 | Full Conversion | INR | [40 empty] | #VALUE! | #VALUE! | #VALUE! | 1.02 | Construction of chamber for 100mm sluice plates | item2 | 213 | Nos
99.04 | 2x25 sq.mm. | item336 | 10 | Points | 133 |  |  | Excess(+) | 1 | Full Conversion | INR | [40 empty] | #VALUE! | #VALUE! | #VALUE! | 2 | Construction of chamber for 100mm sluices valve | item3 | 10 | Nos
99.05 | 3½x25 sq.mm. | item337 | 250 | Points | 195 |  |  | Excess(+) | 1 | Full Conversion | INR | [40 empty] | #VALUE! | #VALUE! | #VALUE! | 3 | Supplying, Conveying and fixing spls. Including ea | item4 | 10 | Nos
99.06 | 3½x35 sq.mm. | item338 | 300 | Points | 245 |  |  | Excess(+) | 1 | Full Conversion | INR | [40 empty] | #VALUE! | #VALUE! | #VALUE! | 1.01 | Supplying, Conveying and fixing spls. Including eart | item1 | 123.223 | Nos
99.07 | 3½x 50 sq.mm. | item339 | 100 | Points | 335 |  |  | Excess(+) | 1 | Full Conversion | INR | [40 empty] | #VALUE! | #VALUE! | #VALUE! | 1.02 | Construction of chamber for 100mm sluice plates | item2 | 213 | Nos
99.08 | 3½x 70 sq.mm. | item340 | 50 | Points | 450 |  |  | Excess(+) | 1 | Full Conversion | INR | [40 empty] | #VALUE! | #VALUE! | #VALUE! | 2 | Construction of chamber for 100mm sluices valve | item3 | 10 | Nos
99.09 | 3½x 95 sq.mm. | item341 | 50 | Points | 560 |  |  | Excess(+) | 1 | Full Conversion | INR | [40 empty] | #VALUE! | #VALUE! | #VALUE! | 1.01 | Supplying, Conveying and fixing spls. Including eart | item1 | 123.223 | Nos
99.1 | 3½x 120 sq.mm. | item342 | 50 | Points | 709 |  |  | Excess(+) | 1 | Full Conversion | INR | [40 empty] | #VALUE! | #VALUE! | #VALUE! | 1.02 | Construction of chamber for 100mm sluice plates | item2 | 213 | Nos
99.11 | 3½ X 150 sq. mm | item343 | 50 | Points | 840 |  |  | Excess(+) | 1 | Full Conversion | INR | [40 empty] | #VALUE! | #VALUE! | #VALUE! | 2 | Construction of chamber for 100mm sluices valve | item3 | 10 | Nos
99.12 | 3½ X 185 sq. mm | item344 | 50 | Points | 1064 |  |  | Excess(+) | 1 | Full Conversion | INR | [40 empty] | #VALUE! | #VALUE! | #VALUE! | 3 | Supplying, Conveying and fixing spls. Including ea | item4 | 10 | Nos
99.13 | 3½ X 240 sq. mm | item345 | 50 | Points | 1335 |  |  | Excess(+) | 1 | Full Conversion | INR | [40 empty] | #VALUE! | #VALUE! | #VALUE! | 3 | Supplying, Conveying and fixing spls. Including ea | item4 | 10 | Nos
99.14 | 3½ X 300 sq. mm | item346 | 50 | Points | 1644 |  |  | Excess(+) | 1 | Full Conversion | INR | [40 empty] | #VALUE! | #VALUE! | #VALUE! | 1.01 | Supplying, Conveying and fixing spls. Including eart | item1 | 123.223 | Nos
99.15 | 3½ X 400 sq. mm | item347 | 50 | Points | 2100 |  |  | Excess(+) | 1 | Full Conversion | INR | [40 empty] | #VALUE! | #VALUE! | #VALUE! | 1.02 | Construction of chamber for 100mm sluice plates | item2 | 213 | Nos
99.16 | 4x16 sq.mm. | item348 | 25 | Points | 167 |  |  | Excess(+) | 1 | Full Conversion | INR | [40 empty] | #VALUE! | #VALUE! | #VALUE! | 2 | Construction of chamber for 100mm sluices valve | item3 | 10 | Nos
100 | Digging cable trench, lifting brick & cable for locating fault and relaying the cable i/c refilling the trench, extra sand if required shall be i/c in the item of following size. as required. | item349 | [52 empty] | 3 | Supplying, Conveying and fixing spls. Including ea | item4 | 10 | Nos
100.1 | not exceeding 35 sq.mm.. | item350 | 10 | Points | 265 |  |  | Excess(+) | 1 | Full Conversion | INR | [40 empty] | #VALUE! | #VALUE! | #VALUE! | 1.01 | Supplying, Conveying and fixing spls. Including eart | item1 | 123.223 | Nos
100.2 | exceeding 35 sq.mm.. but not exceeding 95 sq.mm. | item351 | 10 | Points | 283 |  |  | Excess(+) | 1 | Full Conversion | INR | [40 empty] | #VALUE! | #VALUE! | #VALUE! | 1.02 | Construction of chamber for 100mm sluice plates | item2 | 213 | Nos
100.3 | exceeding 95 sq.mm.. but not exceeding 185 sq.mm. | item352 | 10 | Points | 300 |  |  | Excess(+) | 1 | Full Conversion | INR | [40 empty] | #VALUE! | #VALUE! | #VALUE! | 2 | Construction of chamber for 100mm sluices valve | item3 | 10 | Nos
100.4 | exceeding 185 sq.mm.. but not exceeding 400 sq.mm. | item353 | 10 | Points | 320 |  |  | Excess(+) | 1 | Full Conversion | INR | [40 empty] | #VALUE! | #VALUE! | #VALUE! | 1.01 | Supplying, Conveying and fixing spls. Including eart | item1 | 123.223 | Nos
101 | Digging trench for taking out cable and refilling , watering ,ramming the same after taking out cable as reqd complete. | item354 | 15 | Points | 177 |  |  | Excess(+) | 1 | Full Conversion | INR | [40 empty] | #VALUE! | #VALUE! | #VALUE! | 1.02 | Construction of chamber for 100mm sluice plates | item2 | 213 | Nos
102 | Lifting & removing cable of following sizes from trenches or clamped on surface, making roll depositing the same in the store I/c cartage etc as reqd. | item355 | [52 empty] | 2 | Construction of chamber for 100mm sluices valve | item3 | 10 | Nos
102.1 | up to 35 sq.mm. | item356 | 10 | Points | 46 |  |  | Excess(+) | 1 | Full Conversion | INR | [40 empty] | #VALUE! | #VALUE! | #VALUE! | 1.01 | Supplying, Conveying and fixing spls. Including eart | item1 | 123.223 | Nos
102.2 | Above 35 sq.mm. to 95 sq.mm. | item357 | 10 | Points | 64 |  |  | Excess(+) | 1 | Full Conversion | INR | [40 empty] | #VALUE! | #VALUE! | #VALUE! | 1.02 | Construction of chamber for 100mm sluice plates | item2 | 213 | Nos
102.3 | exceeding 95 sq.mm.. but not exceeding 185 sq.mm. | item358 | 10 | Points | 82 |  |  | Excess(+) | 1 | Full Conversion | INR | [40 empty] | #VALUE! | #VALUE! | #VALUE! | 2 | Construction of chamber for 100mm sluices valve | item3 | 10 | Nos
102.4 | exceeding 185 sq.mm.. but not exceeding 400 sq.mm. | item359 | 10 | Points | 100 |  |  | Excess(+) | 1 | Full Conversion | INR | [40 empty] | #VALUE! | #VALUE! | #VALUE! | 3 | Supplying, Conveying and fixing spls. Including ea | item4 | 10 | Nos
103 | Supply and laying of HDPE pipe ISI mark of 25 mm (8Kg / cm²) size inner dia, 2mm thick I/c cartage loading & unloading etc. as reqd. | item360 | [52 empty] | 3 | Supplying, Conveying and fixing spls. Including ea | item4 | 10 | Nos
103.1 | Direct in ground I/c excavation, sand cushioning, protective covering and refilling the trench etc. as reqd. | item361 | 300 | Points | 435 |  |  | Excess(+) | 1 | Full Conversion | INR | [40 empty] | #VALUE! | #VALUE! | #VALUE! | 1.01 | Supplying, Conveying and fixing spls. Including eart | item1 | 123.223 | Nos
103.2 | In pipe | item362 | 5 | Points | 100 |  |  | Excess(+) | 1 | Full Conversion | INR | [40 empty] | #VALUE! | #VALUE! | #VALUE! | 1.02 | Construction of chamber for 100mm sluice plates | item2 | 213 | Nos
103.3 | In open duct | item363 | 5 | Points | 90 |  |  | Excess(+) | 1 | Full Conversion | INR | [40 empty] | #VALUE! | #VALUE! | #VALUE! | 2 | Construction of chamber for 100mm sluices valve | item3 | 10 | Nos
103.4 | On surface with MS clamp | item364 | 5 | Points | 113 |  |  | Excess(+) | 1 | Full Conversion | INR | [40 empty] | #VALUE! | #VALUE! | #VALUE! | 3 | Supplying, Conveying and fixing spls. Including ea | item4 | 10 | Nos
104 | Dismantling and refixing of switch / socket /regulator I/c cleaning, connecting, commissioning etc as reqd. | item365 | 50 | Points | 59 |  |  | Excess(+) | 1 | Full Conversion | INR | [40 empty] | #VALUE! | #VALUE! | #VALUE! | 1.01 | Supplying, Conveying and fixing spls. Including eart | item1 | 123.223 | Nos
105 | Supply fixing connecting & commissioning of following rating 3 pin Plug top as reqd complete. | item366 | [52 empty] | 1.02 | Construction of chamber for 100mm sluice plates | item2 | 213 | Nos
105.1 | 5/6 Amp | item367 | 10 | Points | 110 |  |  | Excess(+) | 1 | Full Conversion | INR | [40 empty] | #VALUE! | #VALUE! | #VALUE! | 2 | Construction of chamber for 100mm sluices valve | item3 | 10 | Nos
105.2 | 15/16 Amp | item368 | 10 | Points | 132 |  |  | Excess(+) | 1 | Full Conversion | INR | [40 empty] | #VALUE! | #VALUE! | #VALUE! | 1.01 | Supplying, Conveying and fixing spls. Including eart | item1 | 123.223 | Nos
106 | Supplying and fixing 20 Amp. metal clad socket (20 A 2P+E) etc. complete as required. | item369 | 2 | Points | 240 |  |  | Excess(+) | 1 | Full Conversion | INR | [40 empty] | #VALUE! | #VALUE! | #VALUE! | 1.02 | Construction of chamber for 100mm sluice plates | item2 | 213 | Nos
107 | Supplying and fixing 20 Amp. 2P+E plug top.etc. complete as required. | item370 | 2 | Points | 220 |  |  | Excess(+) | 1 | Full Conversion | INR | [40 empty] | #VALUE! | #VALUE! | #VALUE! | 2 | Construction of chamber for 100mm sluices valve | item3 | 10 | Nos
108 | Supply, Installation, testing & commissioning of 400mm sweep AC 230/250 volts, 50 Hz wall mounting revolving fan with brackets etc complete. | item371 | 5 | Points | 2206 |  |  | Excess(+) | 1 | Full Conversion | INR | [40 empty] | #VALUE! | #VALUE! | #VALUE! | 3 | Supplying, Conveying and fixing spls. Including ea | item4 | 10 | Nos
109 | Supply, Installation, testing & commissioning of AC ceiling fan of following sweep 220 volts without regulator I/c wiring the down rods of standard length up to 30 cm with 1.5 sq.mm. PVC insulated copper conductor single core cable etc as reqd. | item372 | [52 empty] | 3 | Supplying, Conveying and fixing spls. Including ea | item4 | 10 | Nos
109.1 | 1200 mm | item373 | 50 | Points | 3100 |  |  | Excess(+) | 1 | Full Conversion | INR | [40 empty] | #VALUE! | #VALUE! | #VALUE! | 1.01 | Supplying, Conveying and fixing spls. Including eart | item1 | 123.223 | Nos
109.2 | 1400 mm | item374 | 25 | Points | 3264 |  |  | Excess(+) | 1 | Full Conversion | INR | [40 empty] | #VALUE! | #VALUE! | #VALUE! | 1.02 | Construction of chamber for 100mm sluice plates | item2 | 213 | Nos
110 | Supply, Installation, testing & commissioning of heavy duty exhaust fan, 900 rpm 220 volt AC, 50 Hz of following sweep in the existing opening I/c connection, testing, commissioning etc as reqd. | item375 | [52 empty] | 2 | Construction of chamber for 100mm sluices valve | item3 | 10 | Nos
110.1 | 300 mm | item376 | 1 | Points | 4713 |  |  | Excess(+) | 1 | Full Conversion | INR | [40 empty] | #VALUE! | #VALUE! | #VALUE! | 3 | Supplying, Conveying and fixing spls. Including ea | item4 | 10 | Nos
110.2 | 380 mm | item377 | 1 | Points | 5715 |  |  | Excess(+) | 1 | Full Conversion | INR | [40 empty] | #VALUE! | #VALUE! | #VALUE! | 1.01 | Supplying, Conveying and fixing spls. Including eart | item1 | 123.223 | Nos
110.3 | 450 mm | item378 | 1 | Points | 7314 |  |  | Excess(+) | 1 | Full Conversion | INR | [40 empty] | #VALUE! | #VALUE! | #VALUE! | 1.02 | Construction of chamber for 100mm sluice plates | item2 | 213 | Nos
111 | Supplying and fixing Exhaust fan shutter for following sizes exhaust fan on rag bolts as reqd. | item379 | [52 empty] | 2 | Construction of chamber for 100mm sluices valve | item3 | 10 | Nos
111.01 | 300 mm | item380 | 2 | Points | 797 |  |  | Excess(+) | 1 | Full Conversion | INR | [40 empty] | #VALUE! | #VALUE! | #VALUE! | 1.01 | Supplying, Conveying and fixing spls. Including eart | item1 | 123.223 | Nos
111.02 | 380 mm | item381 | 2 | Points | 890 |  |  | Excess(+) | 1 | Full Conversion | INR | [40 empty] | #VALUE! | #VALUE! | #VALUE! | 1.02 | Construction of chamber for 100mm sluice plates | item2 | 213 | Nos
111.03 | 450 mm | item382 | 2 | Points | 984 |  |  | Excess(+) | 1 | Full Conversion | INR | [40 empty] | #VALUE! | #VALUE! | #VALUE! | 2 | Construction of chamber for 100mm sluices valve | item3 | 10 | Nos
112 | Making hole on wall for following size exhaust fan and finishing the same as required. | item383 | [52 empty] | 3 | Supplying, Conveying and fixing spls. Including ea | item4 | 10 | Nos
112.1 | 300 mm | item384 | 1 | Points | 1515 |  |  | Excess(+) | 1 | Full Conversion | INR | [40 empty] | #VALUE! | #VALUE! | #VALUE! | 3 | Supplying, Conveying and fixing spls. Including ea | item4 | 10 | Nos
112.2 | 375/380 mm | item385 | 1 | Points | 1730 |  |  | Excess(+) | 1 | Full Conversion | INR | [40 empty] | #VALUE! | #VALUE! | #VALUE! | 1.01 | Supplying, Conveying and fixing spls. Including eart | item1 | 123.223 | Nos
112.3 | 450 mm | item386 | 1 | Points | 2136 |  |  | Excess(+) | 1 | Full Conversion | INR | [40 empty] | #VALUE! | #VALUE! | #VALUE! | 1.02 | Construction of chamber for 100mm sluice plates | item2 | 213 | Nos
113 | Supplying and fixing angle iron 35 mm x 35 mm x 5 mm i/c cutting, welding, painting etc. as reqd. | item387 | 2 | Points | 325 |  |  | Excess(+) | 1 | Full Conversion | INR | [40 empty] | #VALUE! | #VALUE! | #VALUE! | 2 | Construction of chamber for 100mm sluices valve | item3 | 10 | Nos
114 | Fixing & connecting 1/3 ph temporary service connection from supply source to desired place up to the lead of 50 Mtr. And dismantling the same form source i/c to & fro cartage. ( extension board and cable will be supplied by the dept.) | item388 | 1 | Points | 341 |  |  | Excess(+) | 1 | Full Conversion | INR | [40 empty] | #VALUE! | #VALUE! | #VALUE! | 3 | Supplying, Conveying and fixing spls. Including ea | item4 | 10 | Nos
115 | Supplying and fixing bakelite sheet 6 mm thick complete with required nuts & bolts as reqd. | item389 | 150 | Points | 5 |  |  | Excess(+) | 1 | Full Conversion | INR | [40 empty] | #VALUE! | #VALUE! | #VALUE! | 1.01 | Supplying, Conveying and fixing spls. Including eart | item1 | 123.223 | Nos
116 | Supplying and fixing 3 mm thick phenolic laminated sheet on existing board with brass screw & cup washer etc as reqd. | item390 | 400 | Points | 0.79 |  |  | Excess(+) | 1 | Full Conversion | INR | [40 empty] | #VALUE! | #VALUE! | #VALUE! | 1.02 | Construction of chamber for 100mm sluice plates | item2 | 213 | Nos
117 | Locating fault in the cable lines with fault Locating matchine etc and rectifying removing & restoring the same and making good the damages etc as required. | item391 | 5 | Points | 1996 |  |  | Excess(+) | 1 | Full Conversion | INR | [40 empty] | #VALUE! | #VALUE! | #VALUE! | 2 | Construction of chamber for 100mm sluices valve | item3 | 10 | Nos
118 | Locating fault in the cable lines with meager etc. and rectifying removing & restoring supply the same & making good the damages etc as reqd. | item392 | 5 | Points | 540 |  |  | Excess(+) | 1 | Full Conversion | INR | [40 empty] | #VALUE! | #VALUE! | #VALUE! | 1.01 | Supplying, Conveying and fixing spls. Including eart | item1 | 123.223 | Nos
119 | Locating fault in wiring rectifying removing & restoring supply the same & making good the damages etc as reqd. | item393 | 5 | Points | 298 |  |  | Excess(+) | 1 | Full Conversion | INR | [40 empty] | #VALUE! | #VALUE! | #VALUE! | 1.02 | Construction of chamber for 100mm sluice plates | item2 | 213 | Nos
120 | Dismantling and refixing bakelite sheet any size with screws and cup washers as required | item394 | 100 | Points | 2 |  |  | Excess(+) | 1 | Full Conversion | INR | [40 empty] | #VALUE! | #VALUE! | #VALUE! | 2 | Construction of chamber for 100mm sluices valve | item3 | 10 | Nos
121 | Fixing of any type of lamps in the existing fittings as reqd. | item395 | 50 | Points | 20 |  |  | Excess(+) | 1 | Full Conversion | INR | [40 empty] | #VALUE! | #VALUE! | #VALUE! | 1.01 | Supplying, Conveying and fixing spls. Including eart | item1 | 123.223 | Nos
122 | Fixing of RJ-45 modular box with cover plate or I/o box for internet on surface/ recessed cutting the wall making good the same as required. ( box and cover plate will be supplied by dept.) | item396 | 10 | Points | 84 |  |  | Excess(+) | 1 | Full Conversion | INR | [40 empty] | #VALUE! | #VALUE! | #VALUE! | 1.02 | Construction of chamber for 100mm sluice plates | item2 | 213 | Nos
123 | Dismentaling and refixing of wooden board of any sizess on surface or in recessed etc as reqd. | item397 | 10 | Points | 99 |  |  | Excess(+) | 1 | Full Conversion | INR | [40 empty] | #VALUE! | #VALUE! | #VALUE! | 2 | Construction of chamber for 100mm sluices valve | item3 | 10 | Nos
124 | Supplying and fixing of Cat 6 IO RJ-45 Jack (Plastic Housing- Thermoplastic UL94V-0 rated or equivalent, Operating Life- Minimum 20 re-terminations, Contact Material- Copper Alloy, IDC Contact Plating-Tin/Lead Plate, Wire Accommodation-22-24 AWG solid, certification-Should be covered by UL/ETL certification program.) for connecting Cat 6 wire as required. | item398 | 10 | Points | 179 |  |  | Excess(+) | 1 | Full Conversion | INR | [40 empty] | #VALUE! | #VALUE! | #VALUE! | 3 | Supplying, Conveying and fixing spls. Including ea | item4 | 10 | Nos
125 | Supplying and fixing of Cat 6 UTP patch cord 4 feet blue (Commercial Standards- ISO/IEC 11801:2002/Amd 2:2010 Cat 6‐, TIA‐568‐C.2 Cat 6) etc. as required. | item399 | 2 | Points | 179 |  |  | Excess(+) | 1 | Full Conversion | INR | [40 empty] | #VALUE! | #VALUE! | #VALUE! | 3 | Supplying, Conveying and fixing spls. Including ea | item4 | 10 | Nos
126 | Supplying and Fixing of RJ-45 Mounting Box/ Back box for Face plate (manufactured by OEM or sample may approve by IIT Kanpur) on surface/ recessed cutting the wall making good the same as required. | item400 | 5 | Points | 115 |  |  | Excess(+) | 1 | Full Conversion | INR | [40 empty] | #VALUE! | #VALUE! | #VALUE! | 1.01 | Supplying, Conveying and fixing spls. Including eart | item1 | 123.223 | Nos
127 | Supplying and Fixing of Cat 6 RJ-45 Face plate Simplex fixed after wire panched with jack (Screw hole covers – to be supplied with plate, Plug in Icons – Icon tree – to be supplied with plate, Should be able to support variety of jacks – UTP, STP, Fiber, Coax etc.) as required. | item401 | 20 | Points | 91 |  |  | Excess(+) | 1 | Full Conversion | INR | [40 empty] | #VALUE! | #VALUE! | #VALUE! | 1.02 | Construction of chamber for 100mm sluice plates | item2 | 213 | Nos
128 | Providing and fixing DLP plastic trunking of size 105 mm x 50 mm without cover on surface as reqd. | item402 | 10 | Points | 1014 |  |  | Excess(+) | 1 | Full Conversion | INR | [40 empty] | #VALUE! | #VALUE! | #VALUE! | 2 | Construction of chamber for 100mm sluices valve | item3 | 10 | Nos
129 | Providing and fixing DLP plastic trunking of size 105 mm x 50 mm accessories on surface as reqd. | item403 | [52 empty] | 3 | Supplying, Conveying and fixing spls. Including ea | item4 | 10 | Nos
129.01 | PVC trunking full cover of size 85 mm size | item404 | 10 | Points | 447 |  |  | Excess(+) | 1 | Full Conversion | INR | [40 empty] | #VALUE! | #VALUE! | #VALUE! | 1.01 | Supplying, Conveying and fixing spls. Including eart | item1 | 123.223 | Nos
129.02 | End cap | item405 | 2 | Points | 202 |  |  | Excess(+) | 1 | Full Conversion | INR | [40 empty] | #VALUE! | #VALUE! | #VALUE! | 1.02 | Construction of chamber for 100mm sluice plates | item2 | 213 | Nos
129.03 | Internal angle. | item406 | 2 | Points | 559 |  |  | Excess(+) | 1 | Full Conversion | INR | [40 empty] | #VALUE! | #VALUE! | #VALUE! | 2 | Construction of chamber for 100mm sluices valve | item3 | 10 | Nos
129.04 | External angle | item407 | 2 | Points | 572 |  |  | Excess(+) | 1 | Full Conversion | INR | [40 empty] | #VALUE! | #VALUE! | #VALUE! | 1.01 | Supplying, Conveying and fixing spls. Including eart | item1 | 123.223 | Nos
129.05 | flat angle | item408 | 2 | Points | 790 |  |  | Excess(+) | 1 | Full Conversion | INR | [40 empty] | #VALUE! | #VALUE! | #VALUE! | 1.02 | Construction of chamber for 100mm sluice plates | item2 | 213 | Nos
129.06 | cover joint | item409 | 2 | Points | 232 |  |  | Excess(+) | 1 | Full Conversion | INR | [40 empty] | #VALUE! | #VALUE! | #VALUE! | 2 | Construction of chamber for 100mm sluices valve | item3 | 10 | Nos
129.07 | Base joint | item410 | 2 | Points | 92 |  |  | Excess(+) | 1 | Full Conversion | INR | [40 empty] | #VALUE! | #VALUE! | #VALUE! | 3 | Supplying, Conveying and fixing spls. Including ea | item4 | 10 | Nos
129.08 | separation partitions | item411 | 2 | Points | 267 |  |  | Excess(+) | 1 | Full Conversion | INR | [40 empty] | #VALUE! | #VALUE! | #VALUE! | 3 | Supplying, Conveying and fixing spls. Including ea | item4 | 10 | Nos
129.09 | flat junction | item412 | 2 | Points | 974 |  |  | Excess(+) | 1 | Full Conversion | INR | [40 empty] | #VALUE! | #VALUE! | #VALUE! | 1.01 | Supplying, Conveying and fixing spls. Including eart | item1 | 123.223 | Nos
130 | Supplying, installation DLP mini- trunking 32mm x 20mm and accessories white-system with independent cover- without central partion etc. as reqd. | item413 | [52 empty] | 1.02 | Construction of chamber for 100mm sluice plates | item2 | 213 | Nos
130.1 | Mini- trunking | item414 | 30 | Points | 236 |  |  | Excess(+) | 1 | Full Conversion | INR | [40 empty] | #VALUE! | #VALUE! | #VALUE! | 2 | Construction of chamber for 100mm sluices valve | item3 | 10 | Nos
130.2 | End cap left or right | item415 | 15 | Points | 156 |  |  | Excess(+) | 1 | Full Conversion | INR | [40 empty] | #VALUE! | #VALUE! | #VALUE! | 3 | Supplying, Conveying and fixing spls. Including ea | item4 | 10 | Nos
130.3 | Internal/ external angle | item416 | 10 | Points | 151 |  |  | Excess(+) | 1 | Full Conversion | INR | [40 empty] | #VALUE! | #VALUE! | #VALUE! | 1.01 | Supplying, Conveying and fixing spls. Including eart | item1 | 123.223 | Nos
130.4 | Flat angle | item417 | 10 | Points | 127 |  |  | Excess(+) | 1 | Full Conversion | INR | [40 empty] | #VALUE! | #VALUE! | #VALUE! | 1.02 | Construction of chamber for 100mm sluice plates | item2 | 213 | Nos
130.5 | Flat junction | item418 | 10 | Points | 150 |  |  | Excess(+) | 1 | Full Conversion | INR | [40 empty] | #VALUE! | #VALUE! | #VALUE! | 2 | Construction of chamber for 100mm sluices valve | item3 | 10 | Nos
131 | Supplying and fixing of 20 mm dia X 2.00 metres long G.I. pipe (medium class) bracket for mounting of fluorescent / HPMV / HPSV street light fitting on pole including bending the pipe to the required shape, 2 nos 40 mm X 3 mm flat iron clamps with nuts, bolts and washer, painting the flat iron with primer and finish paint etc. as required. | item419 | 25 | Points | 570 |  |  | Excess(+) | 1 | Full Conversion | INR | [40 empty] | #VALUE! | #VALUE! | #VALUE! | 1.01 | Supplying, Conveying and fixing spls. Including eart | item1 | 123.223 | Nos
132 | Supplying, installation, testing & commissioning of 10 - 60 Amp. Digital type 3 phase 4 wire 50 hz, Energy Prepaid/Post-paid meter with LCD display for dual register meter type, 10 - 60 Amp, class 1.0 Accuracy as per IS: 13779 with RS-485 communication port suitable for prepaid metering, with cut-off system with Line/load manager & interface for online monitoring with including AMR (Automatic Meter Reading) software Data base integration software capable of communication with each Data Acquisition Hub to collect Data of each meter & generating an approved format electricity bill & centralized control with low voltage & high voltage protection. The software shall have the capability to take in to account the dual tariff (Grid supply & DG supply ) the software shall be compatible with windows based operating system Display all energy parameters like KWH & KVAH, Load setting, phase wire KW/KVA & Cumulative KW/KVA, phase wise voltage/ current/ frequency etc as per standard. Meter Size 225*176*76 base mounting i/c dismentling of old existing meter and diposite the same safely in departtmental store complete as reqd. | item420 | 10 | Points | 7324 |  |  | Excess(+) | 1 | Full Conversion | INR | [40 empty] | #VALUE! | #VALUE! | #VALUE! | 1.02 | Construction of chamber for 100mm sluice plates | item2 | 213 | Nos
133 | Supplying, installation, testing & commissioning of 10 - 60 Amp. Digital type Single phase 2 wire 50 hz, Energy Prepaid/Post-paid meter with LCD display for dual register meter type, 10 - 60 Amp, class 1.0 Accuracy as per IS: 13779 with RS485 communication port suitable for prepaid metering, with cut-off system with Line/load manager & interface for online monitoring with including AMR (Automatic Meter Reading) software Data base integration software capable of communication with each Data Acquisition Hub to collect Data of each meter & generating an approved format electricity bill & centralized control with low voltage & high voltage protection. The software shall have the capability to take in to account the dual tariff (Grid supply & DG supply ) the software shall be compatible with windows based operating system. Display all energy parameters like KWH & KVAH, Load setting, phase wire KW/KVA & Cumulative KW/KVA, phase wise voltage/ current/ frequency as per standard. Meter Size 225*176*0 base mounting. i/c dismentling of old existing meter and diposite the same safely in departmental store complete as reqd. | item421 | 20 | Points | 5500 |  |  | Excess(+) | 1 | Full Conversion | INR | [40 empty] | #VALUE! | #VALUE! | #VALUE! | 2 | Construction of chamber for 100mm sluices valve | item3 | 10 | Nos
134 | Supplying & Fixing metal enclosure with aluminium busbar including fixing clamp suitable for XT1 TP/FP MCCB 63 to 250ER as reqd. | item422 | 2 | Points | 2848 |  |  | Excess(+) | 1 | Full Conversion | INR | [40 empty] | #VALUE! | #VALUE! | #VALUE! | 3 | Supplying, Conveying and fixing spls. Including ea | item4 | 10 | Nos
135 | Supplying and fixing metal enclosure suitable for DP/TPN MCB / DP ELCB on surface or recessed etc as reqd. | item423 | 10 | Points | 595 |  |  | Excess(+) | 1 | Full Conversion | INR | [40 empty] | #VALUE! | #VALUE! | #VALUE! | 3 | Supplying, Conveying and fixing spls. Including ea | item4 | 10 | Nos
136 | S & F of following size of steel flexible pipe alongwith the accessories on surface/open duct as required. . | item424 | [52 empty] | 1.01 | Supplying, Conveying and fixing spls. Including eart | item1 | 123.223 | Nos
136.1 | 20mm | item425 | 10 | Points | 71 |  |  | Excess(+) | 1 | Full Conversion | INR | [40 empty] | #VALUE! | #VALUE! | #VALUE! | 1.02 | Construction of chamber for 100mm sluice plates | item2 | 213 | Nos
136.2 | 32mm | item426 | 5 | Points | 101 |  |  | Excess(+) | 1 | Full Conversion | INR | [40 empty] | #VALUE! | #VALUE! | #VALUE! | 2 | Construction of chamber for 100mm sluices valve | item3 | 10 | Nos
136.3 | Fan repairing | item427 | [52 empty] | 1.01 | Supplying, Conveying and fixing spls. Including eart | item1 | 123.223 | Nos
137 | Rewinding of Ceiling fans of following sizes i/c dismantling of rotor cutting the damaged winding and providing rewinding along with insulation paper, varnish, connecting copper leads of suitable quality including dismentling and refixing from normal/abnormal height and refixing as required. (Old burnt wire shall be retain by the contractor.) | item428 | [52 empty] | 1.02 | Construction of chamber for 100mm sluice plates | item2 | 213 | Nos
137.1 | New model 48" | item429 | 1 | Points | 1279 |  |  | Excess(+) | 1 | Full Conversion | INR | [40 empty] | #VALUE! | #VALUE! | #VALUE! | 2 | Construction of chamber for 100mm sluices valve | item3 | 10 | Nos
137.2 | Old model 48"/new model 56" (fan) | item430 | 1 | Points | 1383 |  |  | Excess(+) | 1 | Full Conversion | INR | [40 empty] | #VALUE! | #VALUE! | #VALUE! | 1.01 | Supplying, Conveying and fixing spls. Including eart | item1 | 123.223 | Nos
138 | Rewinding of exhaust fans of following sizes i/c dismantling cutting the damaged winding and providing rewinding along with insulation paper, varnish, connecting copper leads of suitable quality including dismentling and refixing from normal/ abnorml height and refixing as required.( old burnt wire shall be retain by the contactor.) | item431 | [52 empty] | 1.02 | Construction of chamber for 100mm sluice plates | item2 | 213 | Nos
138.1 | 12" Exhaust fan | item432 | 1 | Points | 1267 |  |  | Excess(+) | 1 | Full Conversion | INR | [40 empty] | #VALUE! | #VALUE! | #VALUE! | 2 | Construction of chamber for 100mm sluices valve | item3 | 10 | Nos
138.2 | 15" Exhaust fan | item433 | 1 | Points | 1446 |  |  | Excess(+) | 1 | Full Conversion | INR | [40 empty] | #VALUE! | #VALUE! | #VALUE! | 1.01 | Supplying, Conveying and fixing spls. Including eart | item1 | 123.223 | Nos
138.3 | 18" Exhaust fan | item434 | 1 | Points | 1787 |  |  | Excess(+) | 1 | Full Conversion | INR | [40 empty] | #VALUE! | #VALUE! | #VALUE! | 1.02 | Construction of chamber for 100mm sluice plates | item2 | 213 | Nos
139 | Overhauling of following fan of any size including dismantling and refixing of fan, bearings, checking, cleaning the all parts and supplying & replacement of rubber real, rubber rings, nut bolts, hanger clamps, bearing plates, cotter/ split pin, varnishing if reqd etc, reassembling testing and commissioning of fan as reqdired complete. | item435 | [52 empty] | 2 | Construction of chamber for 100mm sluices valve | item3 | 10 | Nos
139.1 | ceiling fan | item436 | 2 | Points | 416 |  |  | Excess(+) | 1 | Full Conversion | INR | [40 empty] | #VALUE! | #VALUE! | #VALUE! | 3 | Supplying, Conveying and fixing spls. Including ea | item4 | 10 | Nos
139.2 | Exhaust fan | item437 | 2 | Points | 619 |  |  | Excess(+) | 1 | Full Conversion | INR | [40 empty] | #VALUE! | #VALUE! | #VALUE! | 3 | Supplying, Conveying and fixing spls. Including ea | item4 | 10 | Nos
140 | Supplying and fixing following capacity capacitor suitable for ceiling fan / exhaust fan / air-curtain etc. | item438 | [52 empty] | 1.01 | Supplying, Conveying and fixing spls. Including eart | item1 | 123.223 | Nos
140.1 | 2.5mfd | item439 | 25 | Points | 108 |  |  | Excess(+) | 1 | Full Conversion | INR | [40 empty] | #VALUE! | #VALUE! | #VALUE! | 1.02 | Construction of chamber for 100mm sluice plates | item2 | 213 | Nos
140.2 | 4.0 mfd | item440 | 2 | Points | 119 |  |  | Excess(+) | 1 | Full Conversion | INR | [40 empty] | #VALUE! | #VALUE! | #VALUE! | 2 | Construction of chamber for 100mm sluices valve | item3 | 10 | Nos
140.3 | 8.0 mfd | item441 | 1 | Points | 136 |  |  | Excess(+) | 1 | Full Conversion | INR | [40 empty] | #VALUE! | #VALUE! | #VALUE! | 3 | Supplying, Conveying and fixing spls. Including ea | item4 | 10 | Nos
141 | Dismantling & refixing of any size fan from normal height etc. as required. | item442 | [52 empty] | 1.01 | Supplying, Conveying and fixing spls. Including eart | item1 | 123.223 | Nos
141.1 | ceiling fan | item443 | 5 | Points | 248 |  |  | Excess(+) | 1 | Full Conversion | INR | [40 empty] | #VALUE! | #VALUE! | #VALUE! | 1.02 | Construction of chamber for 100mm sluice plates | item2 | 213 | Nos
141.2 | Exhaust fan | item444 | 2 | Points | 651 |  |  | Excess(+) | 1 | Full Conversion | INR | [40 empty] | #VALUE! | #VALUE! | #VALUE! | 2 | Construction of chamber for 100mm sluices valve | item3 | 10 | Nos
142 | Repairing of housing of bearing side /bush side /in fan body in ceiling fan /exhaust fan/ rally fan etc. | item445 | 10 | Points | 248 |  |  | Excess(+) | 1 | Full Conversion | INR | [40 empty] | #VALUE! | #VALUE! | #VALUE! | 1.01 | Supplying, Conveying and fixing spls. Including eart | item1 | 123.223 | Nos
143 | Cartage of Ceiling fans and regulator / exhaust fan From store to site as reqd. | item446 | 40 | Points | 20 |  |  | Excess(+) | 1 | Full Conversion | INR | [40 empty] | #VALUE! | #VALUE! | #VALUE! | 1.02 | Construction of chamber for 100mm sluice plates | item2 | 213 | Nos
144 | Supplying of following numbers ball bearings NBC. | item447 | [52 empty] | 2 | Construction of chamber for 100mm sluices valve | item3 | 10 | Nos
144.1 | 6201 ball bearing | item448 | 5 | Points | 52 |  |  | Excess(+) | 1 | Full Conversion | INR | [40 empty] | #VALUE! | #VALUE! | #VALUE! | 3 | Supplying, Conveying and fixing spls. Including ea | item4 | 10 | Nos
144.2 | 6202 ball bearing | item449 | 5 | Points | 55 |  |  | Excess(+) | 1 | Full Conversion | INR | [40 empty] | #VALUE! | #VALUE! | #VALUE! | 3 | Supplying, Conveying and fixing spls. Including ea | item4 | 10 | Nos
144.3 | 6203 ball bearing | item450 | 5 | Points | 72 |  |  | Excess(+) | 1 | Full Conversion | INR | [40 empty] | #VALUE! | #VALUE! | #VALUE! | 1.01 | Supplying, Conveying and fixing spls. Including eart | item1 | 123.223 | Nos
144.4 | 6204 ball bearing | item451 | 5 | Points | 116 |  |  | Excess(+) | 1 | Full Conversion | INR | [40 empty] | #VALUE! | #VALUE! | #VALUE! | 1.02 | Construction of chamber for 100mm sluice plates | item2 | 213 | Nos
144.5 | 6205 ball bearing | item452 | 5 | Points | 169 |  |  | Excess(+) | 1 | Full Conversion | INR | [40 empty] | #VALUE! | #VALUE! | #VALUE! | 2 | Construction of chamber for 100mm sluices valve | item3 | 10 | Nos
145 | Cleaning of ceiling fan with detergent at site and replacement of damaged items i.e. rubber real, cotter pin, capacitor clamp, nut and bolts of hanger clamps etc as required. | item453 | 5 | Points | 127 |  |  | Excess(+) | 1 | Full Conversion | INR | [40 empty] | #VALUE! | #VALUE! | #VALUE! | 3 | Supplying, Conveying and fixing spls. Including ea | item4 | 10 | Nos
146 | Supplying and fixing following size/ modules, Plastic/ PVC box alongwith modular base & cover plate for modular switches in recess etc. as required. Make- legrand. | item454 | [52 empty] | 1.01 | Supplying, Conveying and fixing spls. Including eart | item1 | 123.223 | Nos
146.1 | 1/2 module (75mm X 75mm) | item455 | 25 | Points | 352 |  |  | Excess(+) | 1 | Full Conversion | INR | [40 empty] | #VALUE! | #VALUE! | #VALUE! | 1.02 | Construction of chamber for 100mm sluice plates | item2 | 213 | Nos
146.2 | 3 module (100mm X 75mm) | item456 | 20 | Points | 388 |  |  | Excess(+) | 1 | Full Conversion | INR | [40 empty] | #VALUE! | #VALUE! | #VALUE! | 2 | Construction of chamber for 100mm sluices valve | item3 | 10 | Nos
146.3 | 4 module (125mm X 75mm) | item457 | 5 | Points | 418 |  |  | Excess(+) | 1 | Full Conversion | INR | [40 empty] | #VALUE! | #VALUE! | #VALUE! | 1.01 | Supplying, Conveying and fixing spls. Including eart | item1 | 123.223 | Nos
146.4 | 6 module (200mm X 75mm) | item458 | 10 | Points | 474 |  |  | Excess(+) | 1 | Full Conversion | INR | [40 empty] | #VALUE! | #VALUE! | #VALUE! | 1.02 | Construction of chamber for 100mm sluice plates | item2 | 213 | Nos
146.5 | 8 module (125mm X 125mm) | item459 | 10 | Points | 524 |  |  | Excess(+) | 1 | Full Conversion | INR | [40 empty] | #VALUE! | #VALUE! | #VALUE! | 2 | Construction of chamber for 100mm sluices valve | item3 | 10 | Nos
146.6 | 12 module (200mm X 150mm) | item460 | 3 | Points | 1012 |  |  | Excess(+) | 1 | Full Conversion | INR | [40 empty] | #VALUE! | #VALUE! | #VALUE! | 3 | Supplying, Conveying and fixing spls. Including ea | item4 | 10 | Nos
147 | Supplying, fixing, testing & commissioning of energy saving, environmental friendly long life exclusive innovatinve dia cast aluminium IP65/66 with high power LEDs as light source following LED flood light make crompton having symmetric optics or equivalent in the existing pole complete as required | item461 | [52 empty] | 3 | Supplying, Conveying and fixing spls. Including ea | item4 | 10 | Nos
147.1 | 150W LED Flood light (Ca. No.- TFS-507-150-57-60D-SL-GL-NSG ) | item462 | 1 | Points | 12434 |  |  | Excess(+) | 1 | Full Conversion | INR | [40 empty] | #VALUE! | #VALUE! | #VALUE! | 1.01 | Supplying, Conveying and fixing spls. Including eart | item1 | 123.223 | Nos
147.2 | 200W LED Flood light (Ca. No.- TFS-507-200-57-60D-SL-GL-NSG ) | item463 | 1 | Points | 16966 |  |  | Excess(+) | 1 | Full Conversion | INR | [40 empty] | #VALUE! | #VALUE! | #VALUE! | 1.01 | Supplying, Conveying and fixing spls. Including eart | item1 | 123.223 | Nos
Total in Figures | [51 empty] | #VALUE! | #VALUE! | #VALUE! | 4 | Construction of chamber for 100mm sluice plates | item5 | 10 | Nos
Quoted Rate in Figures |  |  |  | Select | [47 empty] | 0 | 0 | #VALUE!
Quoted Rate in Words |  | #VALUE!
Note on K13: gepadmin: 1. If you choose "Full Conversion" then Column BA (AMOUNT) and Column BB (TAXES) BOTH values will be convert based on selected Currency in (Column L). 2. If you choose "Partial Conversion" then Column BA (AMOUNT) only will be converted based on selected currency (Column L) and Column BB (TAXES) value (INR) will be added to the converted values.
Note on K14: gepadmin: 1. If you choose "Full Conversion" then Column BA (AMOUNT) and Column BB (TAXES) BOTH values will be convert based on selected Currency in (Column L). 2. If you choose "Partial Conversion" then Column BA (AMOUNT) only will be converted based on selected currency (Column L) and Column BB (TAXES) value (INR) will be added to the converted values.
Note on K15: gepadmin: 1. If you choose "Full Conversion" then Column BA (AMOUNT) and Column BB (TAXES) BOTH values will be convert based on selected Currency in (Column L). 2. If you choose "Partial Conversion" then Column BA (AMOUNT) only will be converted based on selected currency (Column L) and Column BB (TAXES) value (INR) will be added to the converted values.
Note on K16: gepadmin: 1. If you choose "Full Conversion" then Column BA (AMOUNT) and Column BB (TAXES) BOTH values will be convert based on selected Currency in (Column L). 2. If you choose "Partial Conversion" then Column BA (AMOUNT) only will be converted based on selected currency (Column L) and Column BB (TAXES) value (INR) will be added to the converted values.
Note on K17: gepadmin: 1. If you choose "Full Conversion" then Column BA (AMOUNT) and Column BB (TAXES) BOTH values will be convert based on selected Currency in (Column L). 2. If you choose "Partial Conversion" then Column BA (AMOUNT) only will be converted based on selected currency (Column L) and Column BB (TAXES) value (INR) will be added to the converted values.
Note on K18: gepadmin: 1. If you choose "Full Conversion" then Column BA (AMOUNT) and Column BB (TAXES) BOTH values will be convert based on selected Currency in (Column L). 2. If you choose "Partial Conversion" then Column BA (AMOUNT) only will be converted based on selected currency (Column L) and Column BB (TAXES) value (INR) will be added to the converted values.
Note on K19: gepadmin: 1. If you choose "Full Conversion" then Column BA (AMOUNT) and Column BB (TAXES) BOTH values will be convert based on selected Currency in (Column L). 2. If you choose "Partial Conversion" then Column BA (AMOUNT) only will be converted based on selected currency (Column L) and Column BB (TAXES) value (INR) will be added to the converted values.
Note on K20: gepadmin: 1. If you choose "Full Conversion" then Column BA (AMOUNT) and Column BB (TAXES) BOTH values will be convert based on selected Currency in (Column L). 2. If you choose "Partial Conversion" then Column BA (AMOUNT) only will be converted based on selected currency (Column L) and Column BB (TAXES) value (INR) will be added to the converted values.
Note on K21: gepadmin: 1. If you choose "Full Conversion" then Column BA (AMOUNT) and Column BB (TAXES) BOTH values will be convert based on selected Currency in (Column L). 2. If you choose "Partial Conversion" then Column BA (AMOUNT) only will be converted based on selected currency (Column L) and Column BB (TAXES) value (INR) will be added to the converted values.
Note on K22: gepadmin: 1. If you choose "Full Conversion" then Column BA (AMOUNT) and Column BB (TAXES) BOTH values will be convert based on selected Currency in (Column L). 2. If you choose "Partial Conversion" then Column BA (AMOUNT) only will be converted based on selected currency (Column L) and Column BB (TAXES) value (INR) will be added to the converted values.
Note on K23: gepadmin: 1. If you choose "Full Conversion" then Column BA (AMOUNT) and Column BB (TAXES) BOTH values will be convert based on selected Currency in (Column L). 2. If you choose "Partial Conversion" then Column BA (AMOUNT) only will be converted based on selected currency (Column L) and Column BB (TAXES) value (INR) will be added to the converted values.
Note on K24: gepadmin: 1. If you choose "Full Conversion" then Column BA (AMOUNT) and Column BB (TAXES) BOTH values will be convert based on selected Currency in (Column L). 2. If you choose "Partial Conversion" then Column BA (AMOUNT) only will be converted based on selected currency (Column L) and Column BB (TAXES) value (INR) will be added to the converted values.
Note on K25: gepadmin: 1. If you choose "Full Conversion" then Column BA (AMOUNT) and Column BB (TAXES) BOTH values will be convert based on selected Currency in (Column L). 2. If you choose "Partial Conversion" then Column BA (AMOUNT) only will be converted based on selected currency (Column L) and Column BB (TAXES) value (INR) will be added to the converted values.
Note on K26: gepadmin: 1. If you choose "Full Conversion" then Column BA (AMOUNT) and Column BB (TAXES) BOTH values will be convert based on selected Currency in (Column L). 2. If you choose "Partial Conversion" then Column BA (AMOUNT) only will be converted based on selected currency (Column L) and Column BB (TAXES) value (INR) will be added to the converted values.
Note on K27: gepadmin: 1. If you choose "Full Conversion" then Column BA (AMOUNT) and Column BB (TAXES) BOTH values will be convert based on selected Currency in (Column L). 2. If you choose "Partial Conversion" then Column BA (AMOUNT) only will be converted based on selected currency (Column L) and Column BB (TAXES) value (INR) will be added to the converted values.
Note on K28: gepadmin: 1. If you choose "Full Conversion" then Column BA (AMOUNT) and Column BB (TAXES) BOTH values will be convert based on selected Currency in (Column L). 2. If you choose "Partial Conversion" then Column BA (AMOUNT) only will be converted based on selected currency (Column L) and Column BB (TAXES) value (INR) will be added to the converted values.
Note on K29: gepadmin: 1. If you choose "Full Conversion" then Column BA (AMOUNT) and Column BB (TAXES) BOTH values will be convert based on selected Currency in (Column L). 2. If you choose "Partial Conversion" then Column BA (AMOUNT) only will be converted based on selected currency (Column L) and Column BB (TAXES) value (INR) will be added to the converted values.
Note on K30: gepadmin: 1. If you choose "Full Conversion" then Column BA (AMOUNT) and Column BB (TAXES) BOTH values will be convert based on selected Currency in (Column L). 2. If you choose "Partial Conversion" then Column BA (AMOUNT) only will be converted based on selected currency (Column L) and Column BB (TAXES) value (INR) will be added to the converted values.
Note on K31: gepadmin: 1. If you choose "Full Conversion" then Column BA (AMOUNT) and Column BB (TAXES) BOTH values will be convert based on selected Currency in (Column L). 2. If you choose "Partial Conversion" then Column BA (AMOUNT) only will be converted based on selected currency (Column L) and Column BB (TAXES) value (INR) will be added to the converted values.
Note on K32: gepadmin: 1. If you choose "Full Conversion" then Column BA (AMOUNT) and Column BB (TAXES) BOTH values will be convert based on selected Currency in (Column L). 2. If you choose "Partial Conversion" then Column BA (AMOUNT) only will be converted based on selected currency (Column L) and Column BB (TAXES) value (INR) will be added to the converted values.
Note on K33: gepadmin: 1. If you choose "Full Conversion" then Column BA (AMOUNT) and Column BB (TAXES) BOTH values will be convert based on selected Currency in (Column L). 2. If you choose "Partial Conversion" then Column BA (AMOUNT) only will be converted based on selected currency (Column L) and Column BB (TAXES) value (INR) will be added to the converted values.
Note on K34: gepadmin: 1. If you choose "Full Conversion" then Column BA (AMOUNT) and Column BB (TAXES) BOTH values will be convert based on selected Currency in (Column L). 2. If you choose "Partial Conversion" then Column BA (AMOUNT) only will be converted based on selected currency (Column L) and Column BB (TAXES) value (INR) will be added to the converted values.
Note on K35: gepadmin: 1. If you choose "Full Conversion" then Column BA (AMOUNT) and Column BB (TAXES) BOTH values will be convert based on selected Currency in (Column L). 2. If you choose "Partial Conversion" then Column BA (AMOUNT) only will be converted based on selected currency (Column L) and Column BB (TAXES) value (INR) will be added to the converted values.
Note on K36: gepadmin: 1. If you choose "Full Conversion" then Column BA (AMOUNT) and Column BB (TAXES) BOTH values will be convert based on selected Currency in (Column L). 2. If you choose "Partial Conversion" then Column BA (AMOUNT) only will be converted based on selected currency (Column L) and Column BB (TAXES) value (INR) will be added to the converted values.
Note on K37: gepadmin: 1. If you choose "Full Conversion" then Column BA (AMOUNT) and Column BB (TAXES) BOTH values will be convert based on selected Currency in (Column L). 2. If you choose "Partial Conversion" then Column BA (AMOUNT) only will be converted based on selected currency (Column L) and Column BB (TAXES) value (INR) will be added to the converted values.
Note on K38: gepadmin: 1. If you choose "Full Conversion" then Column BA (AMOUNT) and Column BB (TAXES) BOTH values will be convert based on selected Currency in (Column L). 2. If you choose "Partial Conversion" then Column BA (AMOUNT) only will be converted based on selected currency (Column L) and Column BB (TAXES) value (INR) will be added to the converted values.
Note on K39: gepadmin: 1. If you choose "Full Conversion" then Column BA (AMOUNT) and Column BB (TAXES) BOTH values will be convert based on selected Currency in (Column L). 2. If you choose "Partial Conversion" then Column BA (AMOUNT) only will be converted based on selected currency (Column L) and Column BB (TAXES) value (INR) will be added to the converted values.
Note on K40: gepadmin: 1. If you choose "Full Conversion" then Column BA (AMOUNT) and Column BB (TAXES) BOTH values will be convert based on selected Currency in (Column L). 2. If you choose "Partial Conversion" then Column BA (AMOUNT) only will be converted based on selected currency (Column L) and Column BB (TAXES) value (INR) will be added to the converted values.
Note on K41: gepadmin: 1. If you choose "Full Conversion" then Column BA (AMOUNT) and Column BB (TAXES) BOTH values will be convert based on selected Currency in (Column L). 2. If you choose "Partial Conversion" then Column BA (AMOUNT) only will be converted based on selected currency (Column L) and Column BB (TAXES) value (INR) will be added to the converted values.
Note on K42: gepadmin: 1. If you choose "Full Conversion" then Column BA (AMOUNT) and Column BB (TAXES) BOTH values will be convert based on selected Currency in (Column L). 2. If you choose "Partial Conversion" then Column BA (AMOUNT) only will be converted based on selected currency (Column L) and Column BB (TAXES) value (INR) will be added to the converted values.
Note on K43: gepadmin: 1. If you choose "Full Conversion" then Column BA (AMOUNT) and Column BB (TAXES) BOTH values will be convert based on selected Currency in (Column L). 2. If you choose "Partial Conversion" then Column BA (AMOUNT) only will be converted based on selected currency (Column L) and Column BB (TAXES) value (INR) will be added to the converted values.
Note on K44: gepadmin: 1. If you choose "Full Conversion" then Column BA (AMOUNT) and Column BB (TAXES) BOTH values will be convert based on selected Currency in (Column L). 2. If you choose "Partial Conversion" then Column BA (AMOUNT) only will be converted based on selected currency (Column L) and Column BB (TAXES) value (INR) will be added to the converted values.
Note on K45: gepadmin: 1. If you choose "Full Conversion" then Column BA (AMOUNT) and Column BB (TAXES) BOTH values will be convert based on selected Currency in (Column L). 2. If you choose "Partial Conversion" then Column BA (AMOUNT) only will be converted based on selected currency (Column L) and Column BB (TAXES) value (INR) will be added to the converted values.
Note on K46: gepadmin: 1. If you choose "Full Conversion" then Column BA (AMOUNT) and Column BB (TAXES) BOTH values will be convert based on selected Currency in (Column L). 2. If you choose "Partial Conversion" then Column BA (AMOUNT) only will be converted based on selected currency (Column L) and Column BB (TAXES) value (INR) will be added to the converted values.
Note on K47: gepadmin: 1. If you choose "Full Conversion" then Column BA (AMOUNT) and Column BB (TAXES) BOTH values will be convert based on selected Currency in (Column L). 2. If you choose "Partial Conversion" then Column BA (AMOUNT) only will be converted based on selected currency (Column L) and Column BB (TAXES) value (INR) will be added to the converted values.
Note on K48: gepadmin: 1. If you choose "Full Conversion" then Column BA (AMOUNT) and Column BB (TAXES) BOTH values will be convert based on selected Currency in (Column L). 2. If you choose "Partial Conversion" then Column BA (AMOUNT) only will be converted based on selected currency (Column L) and Column BB (TAXES) value (INR) will be added to the converted values.
Note on K49: gepadmin: 1. If you choose "Full Conversion" then Column BA (AMOUNT) and Column BB (TAXES) BOTH values will be convert based on selected Currency in (Column L). 2. If you choose "Partial Conversion" then Column BA (AMOUNT) only will be converted based on selected currency (Column L) and Column BB (TAXES) value (INR) will be added to the converted values.
Note on K50: gepadmin: 1. If you choose "Full Conversion" then Column BA (AMOUNT) and Column BB (TAXES) BOTH values will be convert based on selected Currency in (Column L). 2. If you choose "Partial Conversion" then Column BA (AMOUNT) only will be converted based on selected currency (Column L) and Column BB (TAXES) value (INR) will be added to the converted values.
Note on K51: gepadmin: 1. If you choose "Full Conversion" then Column BA (AMOUNT) and Column BB (TAXES) BOTH values will be convert based on selected Currency in (Column L). 2. If you choose "Partial Conversion" then Column BA (AMOUNT) only will be converted based on selected currency (Column L) and Column BB (TAXES) value (INR) will be added to the converted values.
Note on K52: gepadmin: 1. If you choose "Full Conversion" then Column BA (AMOUNT) and Column BB (TAXES) BOTH values will be convert based on selected Currency in (Column L). 2. If you choose "Partial Conversion" then Column BA (AMOUNT) only will be converted based on selected currency (Column L) and Column BB (TAXES) value (INR) will be added to the converted values.
Note on K53: gepadmin: 1. If you choose "Full Conversion" then Column BA (AMOUNT) and Column BB (TAXES) BOTH values will be convert based on selected Currency in (Column L). 2. If you choose "Partial Conversion" then Column BA (AMOUNT) only will be converted based on selected currency (Column L) and Column BB (TAXES) value (INR) will be added to the converted values.
Note on K54: gepadmin: 1. If you choose "Full Conversion" then Column BA (AMOUNT) and Column BB (TAXES) BOTH values will be convert based on selected Currency in (Column L). 2. If you choose "Partial Conversion" then Column BA (AMOUNT) only will be converted based on selected currency (Column L) and Column BB (TAXES) value (INR) will be added to the converted values.
Note on K55: gepadmin: 1. If you choose "Full Conversion" then Column BA (AMOUNT) and Column BB (TAXES) BOTH values will be convert based on selected Currency in (Column L). 2. If you choose "Partial Conversion" then Column BA (AMOUNT) only will be converted based on selected currency (Column L) and Column BB (TAXES) value (INR) will be added to the converted values.
Note on K56: gepadmin: 1. If you choose "Full Conversion" then Column BA (AMOUNT) and Column BB (TAXES) BOTH values will be convert based on selected Currency in (Column L). 2. If you choose "Partial Conversion" then Column BA (AMOUNT) only will be converted based on selected currency (Column L) and Column BB (TAXES) value (INR) will be added to the converted values.
Note on K57: gepadmin: 1. If you choose "Full Conversion" then Column BA (AMOUNT) and Column BB (TAXES) BOTH values will be convert based on selected Currency in (Column L). 2. If you choose "Partial Conversion" then Column BA (AMOUNT) only will be converted based on selected currency (Column L) and Column BB (TAXES) value (INR) will be added to the converted values.
Note on K58: gepadmin: 1. If you choose "Full Conversion" then Column BA (AMOUNT) and Column BB (TAXES) BOTH values will be convert based on selected Currency in (Column L). 2. If you choose "Partial Conversion" then Column BA (AMOUNT) only will be converted based on selected currency (Column L) and Column BB (TAXES) value (INR) will be added to the converted values.
Note on K59: gepadmin: 1. If you choose "Full Conversion" then Column BA (AMOUNT) and Column BB (TAXES) BOTH values will be convert based on selected Currency in (Column L). 2. If you choose "Partial Conversion" then Column BA (AMOUNT) only will be converted based on selected currency (Column L) and Column BB (TAXES) value (INR) will be added to the converted values.
Note on K60: gepadmin: 1. If you choose "Full Conversion" then Column BA (AMOUNT) and Column BB (TAXES) BOTH values will be convert based on selected Currency in (Column L). 2. If you choose "Partial Conversion" then Column BA (AMOUNT) only will be converted based on selected currency (Column L) and Column BB (TAXES) value (INR) will be added to the converted values.
Note on K61: gepadmin: 1. If you choose "Full Conversion" then Column BA (AMOUNT) and Column BB (TAXES) BOTH values will be convert based on selected Currency in (Column L). 2. If you choose "Partial Conversion" then Column BA (AMOUNT) only will be converted based on selected currency (Column L) and Column BB (TAXES) value (INR) will be added to the converted values.
Note on K62: gepadmin: 1. If you choose "Full Conversion" then Column BA (AMOUNT) and Column BB (TAXES) BOTH values will be convert based on selected Currency in (Column L). 2. If you choose "Partial Conversion" then Column BA (AMOUNT) only will be converted based on selected currency (Column L) and Column BB (TAXES) value (INR) will be added to the converted values.
Note on K63: gepadmin: 1. If you choose "Full Conversion" then Column BA (AMOUNT) and Column BB (TAXES) BOTH values will be convert based on selected Currency in (Column L). 2. If you choose "Partial Conversion" then Column BA (AMOUNT) only will be converted based on selected currency (Column L) and Column BB (TAXES) value (INR) will be added to the converted values.
Note on K64: gepadmin: 1. If you choose "Full Conversion" then Column BA (AMOUNT) and Column BB (TAXES) BOTH values will be convert based on selected Currency in (Column L). 2. If you choose "Partial Conversion" then Column BA (AMOUNT) only will be converted based on selected currency (Column L) and Column BB (TAXES) value (INR) will be added to the converted values.
Note on K65: gepadmin: 1. If you choose "Full Conversion" then Column BA (AMOUNT) and Column BB (TAXES) BOTH values will be convert based on selected Currency in (Column L). 2. If you choose "Partial Conversion" then Column BA (AMOUNT) only will be converted based on selected currency (Column L) and Column BB (TAXES) value (INR) will be added to the converted values.
Note on K66: gepadmin: 1. If you choose "Full Conversion" then Column BA (AMOUNT) and Column BB (TAXES) BOTH values will be convert based on selected Currency in (Column L). 2. If you choose "Partial Conversion" then Column BA (AMOUNT) only will be converted based on selected currency (Column L) and Column BB (TAXES) value (INR) will be added to the converted values.
Note on K67: gepadmin: 1. If you choose "Full Conversion" then Column BA (AMOUNT) and Column BB (TAXES) BOTH values will be convert based on selected Currency in (Column L). 2. If you choose "Partial Conversion" then Column BA (AMOUNT) only will be converted based on selected currency (Column L) and Column BB (TAXES) value (INR) will be added to the converted values.
Note on K68: gepadmin: 1. If you choose "Full Conversion" then Column BA (AMOUNT) and Column BB (TAXES) BOTH values will be convert based on selected Currency in (Column L). 2. If you choose "Partial Conversion" then Column BA (AMOUNT) only will be converted based on selected currency (Column L) and Column BB (TAXES) value (INR) will be added to the converted values.
Note on K69: gepadmin: 1. If you choose "Full Conversion" then Column BA (AMOUNT) and Column BB (TAXES) BOTH values will be convert based on selected Currency in (Column L). 2. If you choose "Partial Conversion" then Column BA (AMOUNT) only will be converted based on selected currency (Column L) and Column BB (TAXES) value (INR) will be added to the converted values.
Note on K70: gepadmin: 1. If you choose "Full Conversion" then Column BA (AMOUNT) and Column BB (TAXES) BOTH values will be convert based on selected Currency in (Column L). 2. If you choose "Partial Conversion" then Column BA (AMOUNT) only will be converted based on selected currency (Column L) and Column BB (TAXES) value (INR) will be added to the converted values.
Note on K71: gepadmin: 1. If you choose "Full Conversion" then Column BA (AMOUNT) and Column BB (TAXES) BOTH values will be convert based on selected Currency in (Column L). 2. If you choose "Partial Conversion" then Column BA (AMOUNT) only will be converted based on selected currency (Column L) and Column BB (TAXES) value (INR) will be added to the converted values.
Note on K72: gepadmin: 1. If you choose "Full Conversion" then Column BA (AMOUNT) and Column BB (TAXES) BOTH values will be convert based on selected Currency in (Column L). 2. If you choose "Partial Conversion" then Column BA (AMOUNT) only will be converted based on selected currency (Column L) and Column BB (TAXES) value (INR) will be added to the converted values.
Note on K73: gepadmin: 1. If you choose "Full Conversion" then Column BA (AMOUNT) and Column BB (TAXES) BOTH values will be convert based on selected Currency in (Column L). 2. If you choose "Partial Conversion" then Column BA (AMOUNT) only will be converted based on selected currency (Column L) and Column BB (TAXES) value (INR) will be added to the converted values.
Note on K74: gepadmin: 1. If you choose "Full Conversion" then Column BA (AMOUNT) and Column BB (TAXES) BOTH values will be convert based on selected Currency in (Column L). 2. If you choose "Partial Conversion" then Column BA (AMOUNT) only will be converted based on selected currency (Column L) and Column BB (TAXES) value (INR) will be added to the converted values.
Note on K75: gepadmin: 1. If you choose "Full Conversion" then Column BA (AMOUNT) and Column BB (TAXES) BOTH values will be convert based on selected Currency in (Column L). 2. If you choose "Partial Conversion" then Column BA (AMOUNT) only will be converted based on selected currency (Column L) and Column BB (TAXES) value (INR) will be added to the converted values.
Note on K76: gepadmin: 1. If you choose "Full Conversion" then Column BA (AMOUNT) and Column BB (TAXES) BOTH values will be convert based on selected Currency in (Column L). 2. If you choose "Partial Conversion" then Column BA (AMOUNT) only will be converted based on selected currency (Column L) and Column BB (TAXES) value (INR) will be added to the converted values.
Note on K77: gepadmin: 1. If you choose "Full Conversion" then Column BA (AMOUNT) and Column BB (TAXES) BOTH values will be convert based on selected Currency in (Column L). 2. If you choose "Partial Conversion" then Column BA (AMOUNT) only will be converted based on selected currency (Column L) and Column BB (TAXES) value (INR) will be added to the converted values.
Note on K78: gepadmin: 1. If you choose "Full Conversion" then Column BA (AMOUNT) and Column BB (TAXES) BOTH values will be convert based on selected Currency in (Column L). 2. If you choose "Partial Conversion" then Column BA (AMOUNT) only will be converted based on selected currency (Column L) and Column BB (TAXES) value (INR) will be added to the converted values.
Note on K79: gepadmin: 1. If you choose "Full Conversion" then Column BA (AMOUNT) and Column BB (TAXES) BOTH values will be convert based on selected Currency in (Column L). 2. If you choose "Partial Conversion" then Column BA (AMOUNT) only will be converted based on selected currency (Column L) and Column BB (TAXES) value (INR) will be added to the converted values.
Note on K80: gepadmin: 1. If you choose "Full Conversion" then Column BA (AMOUNT) and Column BB (TAXES) BOTH values will be convert based on selected Currency in (Column L). 2. If you choose "Partial Conversion" then Column BA (AMOUNT) only will be converted based on selected currency (Column L) and Column BB (TAXES) value (INR) will be added to the converted values.
Note on K81: gepadmin: 1. If you choose "Full Conversion" then Column BA (AMOUNT) and Column BB (TAXES) BOTH values will be convert based on selected Currency in (Column L). 2. If you choose "Partial Conversion" then Column BA (AMOUNT) only will be converted based on selected currency (Column L) and Column BB (TAXES) value (INR) will be added to the converted values.
Note on K82: gepadmin: 1. If you choose "Full Conversion" then Column BA (AMOUNT) and Column BB (TAXES) BOTH values will be convert based on selected Currency in (Column L). 2. If you choose "Partial Conversion" then Column BA (AMOUNT) only will be converted based on selected currency (Column L) and Column BB (TAXES) value (INR) will be added to the converted values.
Note on K83: gepadmin: 1. If you choose "Full Conversion" then Column BA (AMOUNT) and Column BB (TAXES) BOTH values will be convert based on selected Currency in (Column L). 2. If you choose "Partial Conversion" then Column BA (AMOUNT) only will be converted based on selected currency (Column L) and Column BB (TAXES) value (INR) will be added to the converted values.
Note on K84: gepadmin: 1. If you choose "Full Conversion" then Column BA (AMOUNT) and Column BB (TAXES) BOTH values will be convert based on selected Currency in (Column L). 2. If you choose "Partial Conversion" then Column BA (AMOUNT) only will be converted based on selected currency (Column L) and Column BB (TAXES) value (INR) will be added to the converted values.
Note on K85: gepadmin: 1. If you choose "Full Conversion" then Column BA (AMOUNT) and Column BB (TAXES) BOTH values will be convert based on selected Currency in (Column L). 2. If you choose "Partial Conversion" then Column BA (AMOUNT) only will be converted based on selected currency (Column L) and Column BB (TAXES) value (INR) will be added to the converted values.
Note on K86: gepadmin: 1. If you choose "Full Conversion" then Column BA (AMOUNT) and Column BB (TAXES) BOTH values will be convert based on selected Currency in (Column L). 2. If you choose "Partial Conversion" then Column BA (AMOUNT) only will be converted based on selected currency (Column L) and Column BB (TAXES) value (INR) will be added to the converted values.
Note on K87: gepadmin: 1. If you choose "Full Conversion" then Column BA (AMOUNT) and Column BB (TAXES) BOTH values will be convert based on selected Currency in (Column L). 2. If you choose "Partial Conversion" then Column BA (AMOUNT) only will be converted based on selected currency (Column L) and Column BB (TAXES) value (INR) will be added to the converted values.
Note on K88: gepadmin: 1. If you choose "Full Conversion" then Column BA (AMOUNT) and Column BB (TAXES) BOTH values will be convert based on selected Currency in (Column L). 2. If you choose "Partial Conversion" then Column BA (AMOUNT) only will be converted based on selected currency (Column L) and Column BB (TAXES) value (INR) will be added to the converted values.
Note on K89: gepadmin: 1. If you choose "Full Conversion" then Column BA (AMOUNT) and Column BB (TAXES) BOTH values will be convert based on selected Currency in (Column L). 2. If you choose "Partial Conversion" then Column BA (AMOUNT) only will be converted based on selected currency (Column L) and Column BB (TAXES) value (INR) will be added to the converted values.
Note on K90: gepadmin: 1. If you choose "Full Conversion" then Column BA (AMOUNT) and Column BB (TAXES) BOTH values will be convert based on selected Currency in (Column L). 2. If you choose "Partial Conversion" then Column BA (AMOUNT) only will be converted based on selected currency (Column L) and Column BB (TAXES) value (INR) will be added to the converted values.
Note on K91: gepadmin: 1. If you choose "Full Conversion" then Column BA (AMOUNT) and Column BB (TAXES) BOTH values will be convert based on selected Currency in (Column L). 2. If you choose "Partial Conversion" then Column BA (AMOUNT) only will be converted based on selected currency (Column L) and Column BB (TAXES) value (INR) will be added to the converted values.
Note on K92: gepadmin: 1. If you choose "Full Conversion" then Column BA (AMOUNT) and Column BB (TAXES) BOTH values will be convert based on selected Currency in (Column L). 2. If you choose "Partial Conversion" then Column BA (AMOUNT) only will be converted based on selected currency (Column L) and Column BB (TAXES) value (INR) will be added to the converted values.
Note on K93: gepadmin: 1. If you choose "Full Conversion" then Column BA (AMOUNT) and Column BB (TAXES) BOTH values will be convert based on selected Currency in (Column L). 2. If you choose "Partial Conversion" then Column BA (AMOUNT) only will be converted based on selected currency (Column L) and Column BB (TAXES) value (INR) will be added to the converted values.
Note on K94: gepadmin: 1. If you choose "Full Conversion" then Column BA (AMOUNT) and Column BB (TAXES) BOTH values will be convert based on selected Currency in (Column L). 2. If you choose "Partial Conversion" then Column BA (AMOUNT) only will be converted based on selected currency (Column L) and Column BB (TAXES) value (INR) will be added to the converted values.
Note on K95: gepadmin: 1. If you choose "Full Conversion" then Column BA (AMOUNT) and Column BB (TAXES) BOTH values will be convert based on selected Currency in (Column L). 2. If you choose "Partial Conversion" then Column BA (AMOUNT) only will be converted based on selected currency (Column L) and Column BB (TAXES) value (INR) will be added to the converted values.
Note on K96: gepadmin: 1. If you choose "Full Conversion" then Column BA (AMOUNT) and Column BB (TAXES) BOTH values will be convert based on selected Currency in (Column L). 2. If you choose "Partial Conversion" then Column BA (AMOUNT) only will be converted based on selected currency (Column L) and Column BB (TAXES) value (INR) will be added to the converted values.
Note on K97: gepadmin: 1. If you choose "Full Conversion" then Column BA (AMOUNT) and Column BB (TAXES) BOTH values will be convert based on selected Currency in (Column L). 2. If you choose "Partial Conversion" then Column BA (AMOUNT) only will be converted based on selected currency (Column L) and Column BB (TAXES) value (INR) will be added to the converted values.
Note on K98: gepadmin: 1. If you choose "Full Conversion" then Column BA (AMOUNT) and Column BB (TAXES) BOTH values will be convert based on selected Currency in (Column L). 2. If you choose "Partial Conversion" then Column BA (AMOUNT) only will be converted based on selected currency (Column L) and Column BB (TAXES) value (INR) will be added to the converted values.
Note on K99: gepadmin: 1. If you choose "Full Conversion" then Column BA (AMOUNT) and Column BB (TAXES) BOTH values will be convert based on selected Currency in (Column L). 2. If you choose "Partial Conversion" then Column BA (AMOUNT) only will be converted based on selected currency (Column L) and Column BB (TAXES) value (INR) will be added to the converted values.
Note on K100: gepadmin: 1. If you choose "Full Conversion" then Column BA (AMOUNT) and Column BB (TAXES) BOTH values will be convert based on selected Currency in (Column L). 2. If you choose "Partial Conversion" then Column BA (AMOUNT) only will be converted based on selected currency (Column L) and Column BB (TAXES) value (INR) will be added to the converted values.
Note on K101: gepadmin: 1. If you choose "Full Conversion" then Column BA (AMOUNT) and Column BB (TAXES) BOTH values will be convert based on selected Currency in (Column L). 2. If you choose "Partial Conversion" then Column BA (AMOUNT) only will be converted based on selected currency (Column L) and Column BB (TAXES) value (INR) will be added to the converted values.
Note on K102: gepadmin: 1. If you choose "Full Conversion" then Column BA (AMOUNT) and Column BB (TAXES) BOTH values will be convert based on selected Currency in (Column L). 2. If you choose "Partial Conversion" then Column BA (AMOUNT) only will be converted based on selected currency (Column L) and Column BB (TAXES) value (INR) will be added to the converted values.
Note on K103: gepadmin: 1. If you choose "Full Conversion" then Column BA (AMOUNT) and Column BB (TAXES) BOTH values will be convert based on selected Currency in (Column L). 2. If you choose "Partial Conversion" then Column BA (AMOUNT) only will be converted based on selected currency (Column L) and Column BB (TAXES) value (INR) will be added to the converted values.
Note on K104: gepadmin: 1. If you choose "Full Conversion" then Column BA (AMOUNT) and Column BB (TAXES) BOTH values will be convert based on selected Currency in (Column L). 2. If you choose "Partial Conversion" then Column BA (AMOUNT) only will be converted based on selected currency (Column L) and Column BB (TAXES) value (INR) will be added to the converted values.
Note on K105: gepadmin: 1. If you choose "Full Conversion" then Column BA (AMOUNT) and Column BB (TAXES) BOTH values will be convert based on selected Currency in (Column L). 2. If you choose "Partial Conversion" then Column BA (AMOUNT) only will be converted based on selected currency (Column L) and Column BB (TAXES) value (INR) will be added to the converted values.
Note on K106: gepadmin: 1. If you choose "Full Conversion" then Column BA (AMOUNT) and Column BB (TAXES) BOTH values will be convert based on selected Currency in (Column L). 2. If you choose "Partial Conversion" then Column BA (AMOUNT) only will be converted based on selected currency (Column L) and Column BB (TAXES) value (INR) will be added to the converted values.
Note on K107: gepadmin: 1. If you choose "Full Conversion" then Column BA (AMOUNT) and Column BB (TAXES) BOTH values will be convert based on selected Currency in (Column L). 2. If you choose "Partial Conversion" then Column BA (AMOUNT) only will be converted based on selected currency (Column L) and Column BB (TAXES) value (INR) will be added to the converted values.
Note on K108: gepadmin: 1. If you choose "Full Conversion" then Column BA (AMOUNT) and Column BB (TAXES) BOTH values will be convert based on selected Currency in (Column L). 2. If you choose "Partial Conversion" then Column BA (AMOUNT) only will be converted based on selected currency (Column L) and Column BB (TAXES) value (INR) will be added to the converted values.
Note on K109: gepadmin: 1. If you choose "Full Conversion" then Column BA (AMOUNT) and Column BB (TAXES) BOTH values will be convert based on selected Currency in (Column L). 2. If you choose "Partial Conversion" then Column BA (AMOUNT) only will be converted based on selected currency (Column L) and Column BB (TAXES) value (INR) will be added to the converted values.
Note on K110: gepadmin: 1. If you choose "Full Conversion" then Column BA (AMOUNT) and Column BB (TAXES) BOTH values will be convert based on selected Currency in (Column L). 2. If you choose "Partial Conversion" then Column BA (AMOUNT) only will be converted based on selected currency (Column L) and Column BB (TAXES) value (INR) will be added to the converted values.
Note on K111: gepadmin: 1. If you choose "Full Conversion" then Column BA (AMOUNT) and Column BB (TAXES) BOTH values will be convert based on selected Currency in (Column L). 2. If you choose "Partial Conversion" then Column BA (AMOUNT) only will be converted based on selected currency (Column L) and Column BB (TAXES) value (INR) will be added to the converted values.
Note on K112: gepadmin: 1. If you choose "Full Conversion" then Column BA (AMOUNT) and Column BB (TAXES) BOTH values will be convert based on selected Currency in (Column L). 2. If you choose "Partial Conversion" then Column BA (AMOUNT) only will be converted based on selected currency (Column L) and Column BB (TAXES) value (INR) will be added to the converted values.
Note on K113: gepadmin: 1. If you choose "Full Conversion" then Column BA (AMOUNT) and Column BB (TAXES) BOTH values will be convert based on selected Currency in (Column L). 2. If you choose "Partial Conversion" then Column BA (AMOUNT) only will be converted based on selected currency (Column L) and Column BB (TAXES) value (INR) will be added to the converted values.
Note on K114: gepadmin: 1. If you choose "Full Conversion" then Column BA (AMOUNT) and Column BB (TAXES) BOTH values will be convert based on selected Currency in (Column L). 2. If you choose "Partial Conversion" then Column BA (AMOUNT) only will be converted based on selected currency (Column L) and Column BB (TAXES) value (INR) will be added to the converted values.
Note on K115: gepadmin: 1. If you choose "Full Conversion" then Column BA (AMOUNT) and Column BB (TAXES) BOTH values will be convert based on selected Currency in (Column L). 2. If you choose "Partial Conversion" then Column BA (AMOUNT) only will be converted based on selected currency (Column L) and Column BB (TAXES) value (INR) will be added to the converted values.
Note on K116: gepadmin: 1. If you choose "Full Conversion" then Column BA (AMOUNT) and Column BB (TAXES) BOTH values will be convert based on selected Currency in (Column L). 2. If you choose "Partial Conversion" then Column BA (AMOUNT) only will be converted based on selected currency (Column L) and Column BB (TAXES) value (INR) will be added to the converted values.
Note on K117: gepadmin: 1. If you choose "Full Conversion" then Column BA (AMOUNT) and Column BB (TAXES) BOTH values will be convert based on selected Currency in (Column L). 2. If you choose "Partial Conversion" then Column BA (AMOUNT) only will be converted based on selected currency (Column L) and Column BB (TAXES) value (INR) will be added to the converted values.
Note on K118: gepadmin: 1. If you choose "Full Conversion" then Column BA (AMOUNT) and Column BB (TAXES) BOTH values will be convert based on selected Currency in (Column L). 2. If you choose "Partial Conversion" then Column BA (AMOUNT) only will be converted based on selected currency (Column L) and Column BB (TAXES) value (INR) will be added to the converted values.
Note on K119: gepadmin: 1. If you choose "Full Conversion" then Column BA (AMOUNT) and Column BB (TAXES) BOTH values will be convert based on selected Currency in (Column L). 2. If you choose "Partial Conversion" then Column BA (AMOUNT) only will be converted based on selected currency (Column L) and Column BB (TAXES) value (INR) will be added to the converted values.
Note on K120: gepadmin: 1. If you choose "Full Conversion" then Column BA (AMOUNT) and Column BB (TAXES) BOTH values will be convert based on selected Currency in (Column L). 2. If you choose "Partial Conversion" then Column BA (AMOUNT) only will be converted based on selected currency (Column L) and Column BB (TAXES) value (INR) will be added to the converted values.
Note on K121: gepadmin: 1. If you choose "Full Conversion" then Column BA (AMOUNT) and Column BB (TAXES) BOTH values will be convert based on selected Currency in (Column L). 2. If you choose "Partial Conversion" then Column BA (AMOUNT) only will be converted based on selected currency (Column L) and Column BB (TAXES) value (INR) will be added to the converted values.
Note on K122: gepadmin: 1. If you choose "Full Conversion" then Column BA (AMOUNT) and Column BB (TAXES) BOTH values will be convert based on selected Currency in (Column L). 2. If you choose "Partial Conversion" then Column BA (AMOUNT) only will be converted based on selected currency (Column L) and Column BB (TAXES) value (INR) will be added to the converted values.
Note on K123: gepadmin: 1. If you choose "Full Conversion" then Column BA (AMOUNT) and Column BB (TAXES) BOTH values will be convert based on selected Currency in (Column L). 2. If you choose "Partial Conversion" then Column BA (AMOUNT) only will be converted based on selected currency (Column L) and Column BB (TAXES) value (INR) will be added to the converted values.
Note on K124: gepadmin: 1. If you choose "Full Conversion" then Column BA (AMOUNT) and Column BB (TAXES) BOTH values will be convert based on selected Currency in (Column L). 2. If you choose "Partial Conversion" then Column BA (AMOUNT) only will be converted based on selected currency (Column L) and Column BB (TAXES) value (INR) will be added to the converted values.
Note on K125: gepadmin: 1. If you choose "Full Conversion" then Column BA (AMOUNT) and Column BB (TAXES) BOTH values will be convert based on selected Currency in (Column L). 2. If you choose "Partial Conversion" then Column BA (AMOUNT) only will be converted based on selected currency (Column L) and Column BB (TAXES) value (INR) will be added to the converted values.
Note on K126: gepadmin: 1. If you choose "Full Conversion" then Column BA (AMOUNT) and Column BB (TAXES) BOTH values will be convert based on selected Currency in (Column L). 2. If you choose "Partial Conversion" then Column BA (AMOUNT) only will be converted based on selected currency (Column L) and Column BB (TAXES) value (INR) will be added to the converted values.
Note on K127: gepadmin: 1. If you choose "Full Conversion" then Column BA (AMOUNT) and Column BB (TAXES) BOTH values will be convert based on selected Currency in (Column L). 2. If you choose "Partial Conversion" then Column BA (AMOUNT) only will be converted based on selected currency (Column L) and Column BB (TAXES) value (INR) will be added to the converted values.
Note on K128: gepadmin: 1. If you choose "Full Conversion" then Column BA (AMOUNT) and Column BB (TAXES) BOTH values will be convert based on selected Currency in (Column L). 2. If you choose "Partial Conversion" then Column BA (AMOUNT) only will be converted based on selected currency (Column L) and Column BB (TAXES) value (INR) will be added to the converted values.
Note on K129: gepadmin: 1. If you choose "Full Conversion" then Column BA (AMOUNT) and Column BB (TAXES) BOTH values will be convert based on selected Currency in (Column L). 2. If you choose "Partial Conversion" then Column BA (AMOUNT) only will be converted based on selected currency (Column L) and Column BB (TAXES) value (INR) will be added to the converted values.
Note on K130: gepadmin: 1. If you choose "Full Conversion" then Column BA (AMOUNT) and Column BB (TAXES) BOTH values will be convert based on selected Currency in (Column L). 2. If you choose "Partial Conversion" then Column BA (AMOUNT) only will be converted based on selected currency (Column L) and Column BB (TAXES) value (INR) will be added to the converted values.
Note on K131: gepadmin: 1. If you choose "Full Conversion" then Column BA (AMOUNT) and Column BB (TAXES) BOTH values will be convert based on selected Currency in (Column L). 2. If you choose "Partial Conversion" then Column BA (AMOUNT) only will be converted based on selected currency (Column L) and Column BB (TAXES) value (INR) will be added to the converted values.
Note on K132: gepadmin: 1. If you choose "Full Conversion" then Column BA (AMOUNT) and Column BB (TAXES) BOTH values will be convert based on selected Currency in (Column L). 2. If you choose "Partial Conversion" then Column BA (AMOUNT) only will be converted based on selected currency (Column L) and Column BB (TAXES) value (INR) will be added to the converted values.
Note on K133: gepadmin: 1. If you choose "Full Conversion" then Column BA (AMOUNT) and Column BB (TAXES) BOTH values will be convert based on selected Currency in (Column L). 2. If you choose "Partial Conversion" then Column BA (AMOUNT) only will be converted based on selected currency (Column L) and Column BB (TAXES) value (INR) will be added to the converted values.
Note on K134: gepadmin: 1. If you choose "Full Conversion" then Column BA (AMOUNT) and Column BB (TAXES) BOTH values will be convert based on selected Currency in (Column L). 2. If you choose "Partial Conversion" then Column BA (AMOUNT) only will be converted based on selected currency (Column L) and Column BB (TAXES) value (INR) will be added to the converted values.
Note on K135: gepadmin: 1. If you choose "Full Conversion" then Column BA (AMOUNT) and Column BB (TAXES) BOTH values will be convert based on selected Currency in (Column L). 2. If you choose "Partial Conversion" then Column BA (AMOUNT) only will be converted based on selected currency (Column L) and Column BB (TAXES) value (INR) will be added to the converted values.
Note on K136: gepadmin: 1. If you choose "Full Conversion" then Column BA (AMOUNT) and Column BB (TAXES) BOTH values will be convert based on selected Currency in (Column L). 2. If you choose "Partial Conversion" then Column BA (AMOUNT) only will be converted based on selected currency (Column L) and Column BB (TAXES) value (INR) will be added to the converted values.
Note on K137: gepadmin: 1. If you choose "Full Conversion" then Column BA (AMOUNT) and Column BB (TAXES) BOTH values will be convert based on selected Currency in (Column L). 2. If you choose "Partial Conversion" then Column BA (AMOUNT) only will be converted based on selected currency (Column L) and Column BB (TAXES) value (INR) will be added to the converted values.
Note on K138: gepadmin: 1. If you choose "Full Conversion" then Column BA (AMOUNT) and Column BB (TAXES) BOTH values will be convert based on selected Currency in (Column L). 2. If you choose "Partial Conversion" then Column BA (AMOUNT) only will be converted based on selected currency (Column L) and Column BB (TAXES) value (INR) will be added to the converted values.
Note on K139: gepadmin: 1. If you choose "Full Conversion" then Column BA (AMOUNT) and Column BB (TAXES) BOTH values will be convert based on selected Currency in (Column L). 2. If you choose "Partial Conversion" then Column BA (AMOUNT) only will be converted based on selected currency (Column L) and Column BB (TAXES) value (INR) will be added to the converted values.
Note on K140: gepadmin: 1. If you choose "Full Conversion" then Column BA (AMOUNT) and Column BB (TAXES) BOTH values will be convert based on selected Currency in (Column L). 2. If you choose "Partial Conversion" then Column BA (AMOUNT) only will be converted based on selected currency (Column L) and Column BB (TAXES) value (INR) will be added to the converted values.
Note on K141: gepadmin: 1. If you choose "Full Conversion" then Column BA (AMOUNT) and Column BB (TAXES) BOTH values will be convert based on selected Currency in (Column L). 2. If you choose "Partial Conversion" then Column BA (AMOUNT) only will be converted based on selected currency (Column L) and Column BB (TAXES) value (INR) will be added to the converted values.
Note on K142: gepadmin: 1. If you choose "Full Conversion" then Column BA (AMOUNT) and Column BB (TAXES) BOTH values will be convert based on selected Currency in (Column L). 2. If you choose "Partial Conversion" then Column BA (AMOUNT) only will be converted based on selected currency (Column L) and Column BB (TAXES) value (INR) will be added to the converted values.
Note on K143: gepadmin: 1. If you choose "Full Conversion" then Column BA (AMOUNT) and Column BB (TAXES) BOTH values will be convert based on selected Currency in (Column L). 2. If you choose "Partial Conversion" then Column BA (AMOUNT) only will be converted based on selected currency (Column L) and Column BB (TAXES) value (INR) will be added to the converted values.
Note on K144: gepadmin: 1. If you choose "Full Conversion" then Column BA (AMOUNT) and Column BB (TAXES) BOTH values will be convert based on selected Currency in (Column L). 2. If you choose "Partial Conversion" then Column BA (AMOUNT) only will be converted based on selected currency (Column L) and Column BB (TAXES) value (INR) will be added to the converted values.
Note on K145: gepadmin: 1. If you choose "Full Conversion" then Column BA (AMOUNT) and Column BB (TAXES) BOTH values will be convert based on selected Currency in (Column L). 2. If you choose "Partial Conversion" then Column BA (AMOUNT) only will be converted based on selected currency (Column L) and Column BB (TAXES) value (INR) will be added to the converted values.
Note on K146: gepadmin: 1. If you choose "Full Conversion" then Column BA (AMOUNT) and Column BB (TAXES) BOTH values will be convert based on selected Currency in (Column L). 2. If you choose "Partial Conversion" then Column BA (AMOUNT) only will be converted based on selected currency (Column L) and Column BB (TAXES) value (INR) will be added to the converted values.
Note on K147: gepadmin: 1. If you choose "Full Conversion" then Column BA (AMOUNT) and Column BB (TAXES) BOTH values will be convert based on selected Currency in (Column L). 2. If you choose "Partial Conversion" then Column BA (AMOUNT) only will be converted based on selected currency (Column L) and Column BB (TAXES) value (INR) will be added to the converted values.
Note on K148: gepadmin: 1. If you choose "Full Conversion" then Column BA (AMOUNT) and Column BB (TAXES) BOTH values will be convert based on selected Currency in (Column L). 2. If you choose "Partial Conversion" then Column BA (AMOUNT) only will be converted based on selected currency (Column L) and Column BB (TAXES) value (INR) will be added to the converted values.
Note on K149: gepadmin: 1. If you choose "Full Conversion" then Column BA (AMOUNT) and Column BB (TAXES) BOTH values will be convert based on selected Currency in (Column L). 2. If you choose "Partial Conversion" then Column BA (AMOUNT) only will be converted based on selected currency (Column L) and Column BB (TAXES) value (INR) will be added to the converted values.
Note on K150: gepadmin: 1. If you choose "Full Conversion" then Column BA (AMOUNT) and Column BB (TAXES) BOTH values will be convert based on selected Currency in (Column L). 2. If you choose "Partial Conversion" then Column BA (AMOUNT) only will be converted based on selected currency (Column L) and Column BB (TAXES) value (INR) will be added to the converted values.
Note on K151: gepadmin: 1. If you choose "Full Conversion" then Column BA (AMOUNT) and Column BB (TAXES) BOTH values will be convert based on selected Currency in (Column L). 2. If you choose "Partial Conversion" then Column BA (AMOUNT) only will be converted based on selected currency (Column L) and Column BB (TAXES) value (INR) will be added to the converted values.
Note on K152: gepadmin: 1. If you choose "Full Conversion" then Column BA (AMOUNT) and Column BB (TAXES) BOTH values will be convert based on selected Currency in (Column L). 2. If you choose "Partial Conversion" then Column BA (AMOUNT) only will be converted based on selected currency (Column L) and Column BB (TAXES) value (INR) will be added to the converted values.
Note on K153: gepadmin: 1. If you choose "Full Conversion" then Column BA (AMOUNT) and Column BB (TAXES) BOTH values will be convert based on selected Currency in (Column L). 2. If you choose "Partial Conversion" then Column BA (AMOUNT) only will be converted based on selected currency (Column L) and Column BB (TAXES) value (INR) will be added to the converted values.
Note on K154: gepadmin: 1. If you choose "Full Conversion" then Column BA (AMOUNT) and Column BB (TAXES) BOTH values will be convert based on selected Currency in (Column L). 2. If you choose "Partial Conversion" then Column BA (AMOUNT) only will be converted based on selected currency (Column L) and Column BB (TAXES) value (INR) will be added to the converted values.
Note on K155: gepadmin: 1. If you choose "Full Conversion" then Column BA (AMOUNT) and Column BB (TAXES) BOTH values will be convert based on selected Currency in (Column L). 2. If you choose "Partial Conversion" then Column BA (AMOUNT) only will be converted based on selected currency (Column L) and Column BB (TAXES) value (INR) will be added to the converted values.
Note on K156: gepadmin: 1. If you choose "Full Conversion" then Column BA (AMOUNT) and Column BB (TAXES) BOTH values will be convert based on selected Currency in (Column L). 2. If you choose "Partial Conversion" then Column BA (AMOUNT) only will be converted based on selected currency (Column L) and Column BB (TAXES) value (INR) will be added to the converted values.
Note on K157: gepadmin: 1. If you choose "Full Conversion" then Column BA (AMOUNT) and Column BB (TAXES) BOTH values will be convert based on selected Currency in (Column L). 2. If you choose "Partial Conversion" then Column BA (AMOUNT) only will be converted based on selected currency (Column L) and Column BB (TAXES) value (INR) will be added to the converted values.
Note on K158: gepadmin: 1. If you choose "Full Conversion" then Column BA (AMOUNT) and Column BB (TAXES) BOTH values will be convert based on selected Currency in (Column L). 2. If you choose "Partial Conversion" then Column BA (AMOUNT) only will be converted based on selected currency (Column L) and Column BB (TAXES) value (INR) will be added to the converted values.
Note on K159: gepadmin: 1. If you choose "Full Conversion" then Column BA (AMOUNT) and Column BB (TAXES) BOTH values will be convert based on selected Currency in (Column L). 2. If you choose "Partial Conversion" then Column BA (AMOUNT) only will be converted based on selected currency (Column L) and Column BB (TAXES) value (INR) will be added to the converted values.
Note on K160: gepadmin: 1. If you choose "Full Conversion" then Column BA (AMOUNT) and Column BB (TAXES) BOTH values will be convert based on selected Currency in (Column L). 2. If you choose "Partial Conversion" then Column BA (AMOUNT) only will be converted based on selected currency (Column L) and Column BB (TAXES) value (INR) will be added to the converted values.
Note on K161: gepadmin: 1. If you choose "Full Conversion" then Column BA (AMOUNT) and Column BB (TAXES) BOTH values will be convert based on selected Currency in (Column L). 2. If you choose "Partial Conversion" then Column BA (AMOUNT) only will be converted based on selected currency (Column L) and Column BB (TAXES) value (INR) will be added to the converted values.
Note on K162: gepadmin: 1. If you choose "Full Conversion" then Column BA (AMOUNT) and Column BB (TAXES) BOTH values will be convert based on selected Currency in (Column L). 2. If you choose "Partial Conversion" then Column BA (AMOUNT) only will be converted based on selected currency (Column L) and Column BB (TAXES) value (INR) will be added to the converted values.
Note on K163: gepadmin: 1. If you choose "Full Conversion" then Column BA (AMOUNT) and Column BB (TAXES) BOTH values will be convert based on selected Currency in (Column L). 2. If you choose "Partial Conversion" then Column BA (AMOUNT) only will be converted based on selected currency (Column L) and Column BB (TAXES) value (INR) will be added to the converted values.
Note on K164: gepadmin: 1. If you choose "Full Conversion" then Column BA (AMOUNT) and Column BB (TAXES) BOTH values will be convert based on selected Currency in (Column L). 2. If you choose "Partial Conversion" then Column BA (AMOUNT) only will be converted based on selected currency (Column L) and Column BB (TAXES) value (INR) will be added to the converted values.
Note on K165: gepadmin: 1. If you choose "Full Conversion" then Column BA (AMOUNT) and Column BB (TAXES) BOTH values will be convert based on selected Currency in (Column L). 2. If you choose "Partial Conversion" then Column BA (AMOUNT) only will be converted based on selected currency (Column L) and Column BB (TAXES) value (INR) will be added to the converted values.
Note on K166: gepadmin: 1. If you choose "Full Conversion" then Column BA (AMOUNT) and Column BB (TAXES) BOTH values will be convert based on selected Currency in (Column L). 2. If you choose "Partial Conversion" then Column BA (AMOUNT) only will be converted based on selected currency (Column L) and Column BB (TAXES) value (INR) will be added to the converted values.
Note on K167: gepadmin: 1. If you choose "Full Conversion" then Column BA (AMOUNT) and Column BB (TAXES) BOTH values will be convert based on selected Currency in (Column L). 2. If you choose "Partial Conversion" then Column BA (AMOUNT) only will be converted based on selected currency (Column L) and Column BB (TAXES) value (INR) will be added to the converted values.
Note on K168: gepadmin: 1. If you choose "Full Conversion" then Column BA (AMOUNT) and Column BB (TAXES) BOTH values will be convert based on selected Currency in (Column L). 2. If you choose "Partial Conversion" then Column BA (AMOUNT) only will be converted based on selected currency (Column L) and Column BB (TAXES) value (INR) will be added to the converted values.
Note on K169: gepadmin: 1. If you choose "Full Conversion" then Column BA (AMOUNT) and Column BB (TAXES) BOTH values will be convert based on selected Currency in (Column L). 2. If you choose "Partial Conversion" then Column BA (AMOUNT) only will be converted based on selected currency (Column L) and Column BB (TAXES) value (INR) will be added to the converted values.
Note on K170: gepadmin: 1. If you choose "Full Conversion" then Column BA (AMOUNT) and Column BB (TAXES) BOTH values will be convert based on selected Currency in (Column L). 2. If you choose "Partial Conversion" then Column BA (AMOUNT) only will be converted based on selected currency (Column L) and Column BB (TAXES) value (INR) will be added to the converted values.
Note on K171: gepadmin: 1. If you choose "Full Conversion" then Column BA (AMOUNT) and Column BB (TAXES) BOTH values will be convert based on selected Currency in (Column L). 2. If you choose "Partial Conversion" then Column BA (AMOUNT) only will be converted based on selected currency (Column L) and Column BB (TAXES) value (INR) will be added to the converted values.
Note on K172: gepadmin: 1. If you choose "Full Conversion" then Column BA (AMOUNT) and Column BB (TAXES) BOTH values will be convert based on selected Currency in (Column L). 2. If you choose "Partial Conversion" then Column BA (AMOUNT) only will be converted based on selected currency (Column L) and Column BB (TAXES) value (INR) will be added to the converted values.
Note on K173: gepadmin: 1. If you choose "Full Conversion" then Column BA (AMOUNT) and Column BB (TAXES) BOTH values will be convert based on selected Currency in (Column L). 2. If you choose "Partial Conversion" then Column BA (AMOUNT) only will be converted based on selected currency (Column L) and Column BB (TAXES) value (INR) will be added to the converted values.
Note on K174: gepadmin: 1. If you choose "Full Conversion" then Column BA (AMOUNT) and Column BB (TAXES) BOTH values will be convert based on selected Currency in (Column L). 2. If you choose "Partial Conversion" then Column BA (AMOUNT) only will be converted based on selected currency (Column L) and Column BB (TAXES) value (INR) will be added to the converted values.
Note on K175: gepadmin: 1. If you choose "Full Conversion" then Column BA (AMOUNT) and Column BB (TAXES) BOTH values will be convert based on selected Currency in (Column L). 2. If you choose "Partial Conversion" then Column BA (AMOUNT) only will be converted based on selected currency (Column L) and Column BB (TAXES) value (INR) will be added to the converted values.
Note on K176: gepadmin: 1. If you choose "Full Conversion" then Column BA (AMOUNT) and Column BB (TAXES) BOTH values will be convert based on selected Currency in (Column L). 2. If you choose "Partial Conversion" then Column BA (AMOUNT) only will be converted based on selected currency (Column L) and Column BB (TAXES) value (INR) will be added to the converted values.
Note on K177: gepadmin: 1. If you choose "Full Conversion" then Column BA (AMOUNT) and Column BB (TAXES) BOTH values will be convert based on selected Currency in (Column L). 2. If you choose "Partial Conversion" then Column BA (AMOUNT) only will be converted based on selected currency (Column L) and Column BB (TAXES) value (INR) will be added to the converted values.
Note on K178: gepadmin: 1. If you choose "Full Conversion" then Column BA (AMOUNT) and Column BB (TAXES) BOTH values will be convert based on selected Currency in (Column L). 2. If you choose "Partial Conversion" then Column BA (AMOUNT) only will be converted based on selected currency (Column L) and Column BB (TAXES) value (INR) will be added to the converted values.
Note on K179: gepadmin: 1. If you choose "Full Conversion" then Column BA (AMOUNT) and Column BB (TAXES) BOTH values will be convert based on selected Currency in (Column L). 2. If you choose "Partial Conversion" then Column BA (AMOUNT) only will be converted based on selected currency (Column L) and Column BB (TAXES) value (INR) will be added to the converted values.
Note on K180: gepadmin: 1. If you choose "Full Conversion" then Column BA (AMOUNT) and Column BB (TAXES) BOTH values will be convert based on selected Currency in (Column L). 2. If you choose "Partial Conversion" then Column BA (AMOUNT) only will be converted based on selected currency (Column L) and Column BB (TAXES) value (INR) will be added to the converted values.
Note on K181: gepadmin: 1. If you choose "Full Conversion" then Column BA (AMOUNT) and Column BB (TAXES) BOTH values will be convert based on selected Currency in (Column L). 2. If you choose "Partial Conversion" then Column BA (AMOUNT) only will be converted based on selected currency (Column L) and Column BB (TAXES) value (INR) will be added to the converted values.
Note on K182: gepadmin: 1. If you choose "Full Conversion" then Column BA (AMOUNT) and Column BB (TAXES) BOTH values will be convert based on selected Currency in (Column L). 2. If you choose "Partial Conversion" then Column BA (AMOUNT) only will be converted based on selected currency (Column L) and Column BB (TAXES) value (INR) will be added to the converted values.
Note on K183: gepadmin: 1. If you choose "Full Conversion" then Column BA (AMOUNT) and Column BB (TAXES) BOTH values will be convert based on selected Currency in (Column L). 2. If you choose "Partial Conversion" then Column BA (AMOUNT) only will be converted based on selected currency (Column L) and Column BB (TAXES) value (INR) will be added to the converted values.
Note on K184: gepadmin: 1. If you choose "Full Conversion" then Column BA (AMOUNT) and Column BB (TAXES) BOTH values will be convert based on selected Currency in (Column L). 2. If you choose "Partial Conversion" then Column BA (AMOUNT) only will be converted based on selected currency (Column L) and Column BB (TAXES) value (INR) will be added to the converted values.
Note on K185: gepadmin: 1. If you choose "Full Conversion" then Column BA (AMOUNT) and Column BB (TAXES) BOTH values will be convert based on selected Currency in (Column L). 2. If you choose "Partial Conversion" then Column BA (AMOUNT) only will be converted based on selected currency (Column L) and Column BB (TAXES) value (INR) will be added to the converted values.
Note on K186: gepadmin: 1. If you choose "Full Conversion" then Column BA (AMOUNT) and Column BB (TAXES) BOTH values will be convert based on selected Currency in (Column L). 2. If you choose "Partial Conversion" then Column BA (AMOUNT) only will be converted based on selected currency (Column L) and Column BB (TAXES) value (INR) will be added to the converted values.
Note on K187: gepadmin: 1. If you choose "Full Conversion" then Column BA (AMOUNT) and Column BB (TAXES) BOTH values will be convert based on selected Currency in (Column L). 2. If you choose "Partial Conversion" then Column BA (AMOUNT) only will be converted based on selected currency (Column L) and Column BB (TAXES) value (INR) will be added to the converted values.
Note on K188: gepadmin: 1. If you choose "Full Conversion" then Column BA (AMOUNT) and Column BB (TAXES) BOTH values will be convert based on selected Currency in (Column L). 2. If you choose "Partial Conversion" then Column BA (AMOUNT) only will be converted based on selected currency (Column L) and Column BB (TAXES) value (INR) will be added to the converted values.
Note on K189: gepadmin: 1. If you choose "Full Conversion" then Column BA (AMOUNT) and Column BB (TAXES) BOTH values will be convert based on selected Currency in (Column L). 2. If you choose "Partial Conversion" then Column BA (AMOUNT) only will be converted based on selected currency (Column L) and Column BB (TAXES) value (INR) will be added to the converted values.
Note on K190: gepadmin: 1. If you choose "Full Conversion" then Column BA (AMOUNT) and Column BB (TAXES) BOTH values will be convert based on selected Currency in (Column L). 2. If you choose "Partial Conversion" then Column BA (AMOUNT) only will be converted based on selected currency (Column L) and Column BB (TAXES) value (INR) will be added to the converted values.
Note on K191: gepadmin: 1. If you choose "Full Conversion" then Column BA (AMOUNT) and Column BB (TAXES) BOTH values will be convert based on selected Currency in (Column L). 2. If you choose "Partial Conversion" then Column BA (AMOUNT) only will be converted based on selected currency (Column L) and Column BB (TAXES) value (INR) will be added to the converted values.
Note on K192: gepadmin: 1. If you choose "Full Conversion" then Column BA (AMOUNT) and Column BB (TAXES) BOTH values will be convert based on selected Currency in (Column L). 2. If you choose "Partial Conversion" then Column BA (AMOUNT) only will be converted based on selected currency (Column L) and Column BB (TAXES) value (INR) will be added to the converted values.
Note on K193: gepadmin: 1. If you choose "Full Conversion" then Column BA (AMOUNT) and Column BB (TAXES) BOTH values will be convert based on selected Currency in (Column L). 2. If you choose "Partial Conversion" then Column BA (AMOUNT) only will be converted based on selected currency (Column L) and Column BB (TAXES) value (INR) will be added to the converted values.
Note on K194: gepadmin: 1. If you choose "Full Conversion" then Column BA (AMOUNT) and Column BB (TAXES) BOTH values will be convert based on selected Currency in (Column L). 2. If you choose "Partial Conversion" then Column BA (AMOUNT) only will be converted based on selected currency (Column L) and Column BB (TAXES) value (INR) will be added to the converted values.
Note on K195: gepadmin: 1. If you choose "Full Conversion" then Column BA (AMOUNT) and Column BB (TAXES) BOTH values will be convert based on selected Currency in (Column L). 2. If you choose "Partial Conversion" then Column BA (AMOUNT) only will be converted based on selected currency (Column L) and Column BB (TAXES) value (INR) will be added to the converted values.
Note on K196: gepadmin: 1. If you choose "Full Conversion" then Column BA (AMOUNT) and Column BB (TAXES) BOTH values will be convert based on selected Currency in (Column L). 2. If you choose "Partial Conversion" then Column BA (AMOUNT) only will be converted based on selected currency (Column L) and Column BB (TAXES) value (INR) will be added to the converted values.
Note on K197: gepadmin: 1. If you choose "Full Conversion" then Column BA (AMOUNT) and Column BB (TAXES) BOTH values will be convert based on selected Currency in (Column L). 2. If you choose "Partial Conversion" then Column BA (AMOUNT) only will be converted based on selected currency (Column L) and Column BB (TAXES) value (INR) will be added to the converted values.
Note on K198: gepadmin: 1. If you choose "Full Conversion" then Column BA (AMOUNT) and Column BB (TAXES) BOTH values will be convert based on selected Currency in (Column L). 2. If you choose "Partial Conversion" then Column BA (AMOUNT) only will be converted based on selected currency (Column L) and Column BB (TAXES) value (INR) will be added to the converted values.
Note on K199: gepadmin: 1. If you choose "Full Conversion" then Column BA (AMOUNT) and Column BB (TAXES) BOTH values will be convert based on selected Currency in (Column L). 2. If you choose "Partial Conversion" then Column BA (AMOUNT) only will be converted based on selected currency (Column L) and Column BB (TAXES) value (INR) will be added to the converted values.
Note on K200: gepadmin: 1. If you choose "Full Conversion" then Column BA (AMOUNT) and Column BB (TAXES) BOTH values will be convert based on selected Currency in (Column L). 2. If you choose "Partial Conversion" then Column BA (AMOUNT) only will be converted based on selected currency (Column L) and Column BB (TAXES) value (INR) will be added to the converted values.
Note on K201: gepadmin: 1. If you choose "Full Conversion" then Column BA (AMOUNT) and Column BB (TAXES) BOTH values will be convert based on selected Currency in (Column L). 2. If you choose "Partial Conversion" then Column BA (AMOUNT) only will be converted based on selected currency (Column L) and Column BB (TAXES) value (INR) will be added to the converted values.
Note on K202: gepadmin: 1. If you choose "Full Conversion" then Column BA (AMOUNT) and Column BB (TAXES) BOTH values will be convert based on selected Currency in (Column L). 2. If you choose "Partial Conversion" then Column BA (AMOUNT) only will be converted based on selected currency (Column L) and Column BB (TAXES) value (INR) will be added to the converted values.
Note on K203: gepadmin: 1. If you choose "Full Conversion" then Column BA (AMOUNT) and Column BB (TAXES) BOTH values will be convert based on selected Currency in (Column L). 2. If you choose "Partial Conversion" then Column BA (AMOUNT) only will be converted based on selected currency (Column L) and Column BB (TAXES) value (INR) will be added to the converted values.
Note on K204: gepadmin: 1. If you choose "Full Conversion" then Column BA (AMOUNT) and Column BB (TAXES) BOTH values will be convert based on selected Currency in (Column L). 2. If you choose "Partial Conversion" then Column BA (AMOUNT) only will be converted based on selected currency (Column L) and Column BB (TAXES) value (INR) will be added to the converted values.
Note on K205: gepadmin: 1. If you choose "Full Conversion" then Column BA (AMOUNT) and Column BB (TAXES) BOTH values will be convert based on selected Currency in (Column L). 2. If you choose "Partial Conversion" then Column BA (AMOUNT) only will be converted based on selected currency (Column L) and Column BB (TAXES) value (INR) will be added to the converted values.
Note on K206: gepadmin: 1. If you choose "Full Conversion" then Column BA (AMOUNT) and Column BB (TAXES) BOTH values will be convert based on selected Currency in (Column L). 2. If you choose "Partial Conversion" then Column BA (AMOUNT) only will be converted based on selected currency (Column L) and Column BB (TAXES) value (INR) will be added to the converted values.
Note on K207: gepadmin: 1. If you choose "Full Conversion" then Column BA (AMOUNT) and Column BB (TAXES) BOTH values will be convert based on selected Currency in (Column L). 2. If you choose "Partial Conversion" then Column BA (AMOUNT) only will be converted based on selected currency (Column L) and Column BB (TAXES) value (INR) will be added to the converted values.
Note on K208: gepadmin: 1. If you choose "Full Conversion" then Column BA (AMOUNT) and Column BB (TAXES) BOTH values will be convert based on selected Currency in (Column L). 2. If you choose "Partial Conversion" then Column BA (AMOUNT) only will be converted based on selected currency (Column L) and Column BB (TAXES) value (INR) will be added to the converted values.
Note on K209: gepadmin: 1. If you choose "Full Conversion" then Column BA (AMOUNT) and Column BB (TAXES) BOTH values will be convert based on selected Currency in (Column L). 2. If you choose "Partial Conversion" then Column BA (AMOUNT) only will be converted based on selected currency (Column L) and Column BB (TAXES) value (INR) will be added to the converted values.
Note on K210: gepadmin: 1. If you choose "Full Conversion" then Column BA (AMOUNT) and Column BB (TAXES) BOTH values will be convert based on selected Currency in (Column L). 2. If you choose "Partial Conversion" then Column BA (AMOUNT) only will be converted based on selected currency (Column L) and Column BB (TAXES) value (INR) will be added to the converted values.
Note on K211: gepadmin: 1. If you choose "Full Conversion" then Column BA (AMOUNT) and Column BB (TAXES) BOTH values will be convert based on selected Currency in (Column L). 2. If you choose "Partial Conversion" then Column BA (AMOUNT) only will be converted based on selected currency (Column L) and Column BB (TAXES) value (INR) will be added to the converted values.
Note on K212: gepadmin: 1. If you choose "Full Conversion" then Column BA (AMOUNT) and Column BB (TAXES) BOTH values will be convert based on selected Currency in (Column L). 2. If you choose "Partial Conversion" then Column BA (AMOUNT) only will be converted based on selected currency (Column L) and Column BB (TAXES) value (INR) will be added to the converted values.
Note on K213: gepadmin: 1. If you choose "Full Conversion" then Column BA (AMOUNT) and Column BB (TAXES) BOTH values will be convert based on selected Currency in (Column L). 2. If you choose "Partial Conversion" then Column BA (AMOUNT) only will be converted based on selected currency (Column L) and Column BB (TAXES) value (INR) will be added to the converted values.
Note on K214: gepadmin: 1. If you choose "Full Conversion" then Column BA (AMOUNT) and Column BB (TAXES) BOTH values will be convert based on selected Currency in (Column L). 2. If you choose "Partial Conversion" then Column BA (AMOUNT) only will be converted based on selected currency (Column L) and Column BB (TAXES) value (INR) will be added to the converted values.
Note on K215: gepadmin: 1. If you choose "Full Conversion" then Column BA (AMOUNT) and Column BB (TAXES) BOTH values will be convert based on selected Currency in (Column L). 2. If you choose "Partial Conversion" then Column BA (AMOUNT) only will be converted based on selected currency (Column L) and Column BB (TAXES) value (INR) will be added to the converted values.
Note on K216: gepadmin: 1. If you choose "Full Conversion" then Column BA (AMOUNT) and Column BB (TAXES) BOTH values will be convert based on selected Currency in (Column L). 2. If you choose "Partial Conversion" then Column BA (AMOUNT) only will be converted based on selected currency (Column L) and Column BB (TAXES) value (INR) will be added to the converted values.
Note on K217: gepadmin: 1. If you choose "Full Conversion" then Column BA (AMOUNT) and Column BB (TAXES) BOTH values will be convert based on selected Currency in (Column L). 2. If you choose "Partial Conversion" then Column BA (AMOUNT) only will be converted based on selected currency (Column L) and Column BB (TAXES) value (INR) will be added to the converted values.
Note on K218: gepadmin: 1. If you choose "Full Conversion" then Column BA (AMOUNT) and Column BB (TAXES) BOTH values will be convert based on selected Currency in (Column L). 2. If you choose "Partial Conversion" then Column BA (AMOUNT) only will be converted based on selected currency (Column L) and Column BB (TAXES) value (INR) will be added to the converted values.
Note on K219: gepadmin: 1. If you choose "Full Conversion" then Column BA (AMOUNT) and Column BB (TAXES) BOTH values will be convert based on selected Currency in (Column L). 2. If you choose "Partial Conversion" then Column BA (AMOUNT) only will be converted based on selected currency (Column L) and Column BB (TAXES) value (INR) will be added to the converted values.
Note on K220: gepadmin: 1. If you choose "Full Conversion" then Column BA (AMOUNT) and Column BB (TAXES) BOTH values will be convert based on selected Currency in (Column L). 2. If you choose "Partial Conversion" then Column BA (AMOUNT) only will be converted based on selected currency (Column L) and Column BB (TAXES) value (INR) will be added to the converted values.
Note on K221: gepadmin: 1. If you choose "Full Conversion" then Column BA (AMOUNT) and Column BB (TAXES) BOTH values will be convert based on selected Currency in (Column L). 2. If you choose "Partial Conversion" then Column BA (AMOUNT) only will be converted based on selected currency (Column L) and Column BB (TAXES) value (INR) will be added to the converted values.
Note on K222: gepadmin: 1. If you choose "Full Conversion" then Column BA (AMOUNT) and Column BB (TAXES) BOTH values will be convert based on selected Currency in (Column L). 2. If you choose "Partial Conversion" then Column BA (AMOUNT) only will be converted based on selected currency (Column L) and Column BB (TAXES) value (INR) will be added to the converted values.
Note on K223: gepadmin: 1. If you choose "Full Conversion" then Column BA (AMOUNT) and Column BB (TAXES) BOTH values will be convert based on selected Currency in (Column L). 2. If you choose "Partial Conversion" then Column BA (AMOUNT) only will be converted based on selected currency (Column L) and Column BB (TAXES) value (INR) will be added to the converted values.
Note on K224: gepadmin: 1. If you choose "Full Conversion" then Column BA (AMOUNT) and Column BB (TAXES) BOTH values will be convert based on selected Currency in (Column L). 2. If you choose "Partial Conversion" then Column BA (AMOUNT) only will be converted based on selected currency (Column L) and Column BB (TAXES) value (INR) will be added to the converted values.
Note on K225: gepadmin: 1. If you choose "Full Conversion" then Column BA (AMOUNT) and Column BB (TAXES) BOTH values will be convert based on selected Currency in (Column L). 2. If you choose "Partial Conversion" then Column BA (AMOUNT) only will be converted based on selected currency (Column L) and Column BB (TAXES) value (INR) will be added to the converted values.
Note on K226: gepadmin: 1. If you choose "Full Conversion" then Column BA (AMOUNT) and Column BB (TAXES) BOTH values will be convert based on selected Currency in (Column L). 2. If you choose "Partial Conversion" then Column BA (AMOUNT) only will be converted based on selected currency (Column L) and Column BB (TAXES) value (INR) will be added to the converted values.
Note on K227: gepadmin: 1. If you choose "Full Conversion" then Column BA (AMOUNT) and Column BB (TAXES) BOTH values will be convert based on selected Currency in (Column L). 2. If you choose "Partial Conversion" then Column BA (AMOUNT) only will be converted based on selected currency (Column L) and Column BB (TAXES) value (INR) will be added to the converted values.
Note on K228: gepadmin: 1. If you choose "Full Conversion" then Column BA (AMOUNT) and Column BB (TAXES) BOTH values will be convert based on selected Currency in (Column L). 2. If you choose "Partial Conversion" then Column BA (AMOUNT) only will be converted based on selected currency (Column L) and Column BB (TAXES) value (INR) will be added to the converted values.
Note on K229: gepadmin: 1. If you choose "Full Conversion" then Column BA (AMOUNT) and Column BB (TAXES) BOTH values will be convert based on selected Currency in (Column L). 2. If you choose "Partial Conversion" then Column BA (AMOUNT) only will be converted based on selected currency (Column L) and Column BB (TAXES) value (INR) will be added to the converted values.
Note on K230: gepadmin: 1. If you choose "Full Conversion" then Column BA (AMOUNT) and Column BB (TAXES) BOTH values will be convert based on selected Currency in (Column L). 2. If you choose "Partial Conversion" then Column BA (AMOUNT) only will be converted based on selected currency (Column L) and Column BB (TAXES) value (INR) will be added to the converted values.
Note on K231: gepadmin: 1. If you choose "Full Conversion" then Column BA (AMOUNT) and Column BB (TAXES) BOTH values will be convert based on selected Currency in (Column L). 2. If you choose "Partial Conversion" then Column BA (AMOUNT) only will be converted based on selected currency (Column L) and Column BB (TAXES) value (INR) will be added to the converted values.
Note on K232: gepadmin: 1. If you choose "Full Conversion" then Column BA (AMOUNT) and Column BB (TAXES) BOTH values will be convert based on selected Currency in (Column L). 2. If you choose "Partial Conversion" then Column BA (AMOUNT) only will be converted based on selected currency (Column L) and Column BB (TAXES) value (INR) will be added to the converted values.
Note on K233: gepadmin: 1. If you choose "Full Conversion" then Column BA (AMOUNT) and Column BB (TAXES) BOTH values will be convert based on selected Currency in (Column L). 2. If you choose "Partial Conversion" then Column BA (AMOUNT) only will be converted based on selected currency (Column L) and Column BB (TAXES) value (INR) will be added to the converted values.
Note on K234: gepadmin: 1. If you choose "Full Conversion" then Column BA (AMOUNT) and Column BB (TAXES) BOTH values will be convert based on selected Currency in (Column L). 2. If you choose "Partial Conversion" then Column BA (AMOUNT) only will be converted based on selected currency (Column L) and Column BB (TAXES) value (INR) will be added to the converted values.
Note on K235: gepadmin: 1. If you choose "Full Conversion" then Column BA (AMOUNT) and Column BB (TAXES) BOTH values will be convert based on selected Currency in (Column L). 2. If you choose "Partial Conversion" then Column BA (AMOUNT) only will be converted based on selected currency (Column L) and Column BB (TAXES) value (INR) will be added to the converted values.
Note on K236: gepadmin: 1. If you choose "Full Conversion" then Column BA (AMOUNT) and Column BB (TAXES) BOTH values will be convert based on selected Currency in (Column L). 2. If you choose "Partial Conversion" then Column BA (AMOUNT) only will be converted based on selected currency (Column L) and Column BB (TAXES) value (INR) will be added to the converted values.
Note on K237: gepadmin: 1. If you choose "Full Conversion" then Column BA (AMOUNT) and Column BB (TAXES) BOTH values will be convert based on selected Currency in (Column L). 2. If you choose "Partial Conversion" then Column BA (AMOUNT) only will be converted based on selected currency (Column L) and Column BB (TAXES) value (INR) will be added to the converted values.
Note on K238: gepadmin: 1. If you choose "Full Conversion" then Column BA (AMOUNT) and Column BB (TAXES) BOTH values will be convert based on selected Currency in (Column L). 2. If you choose "Partial Conversion" then Column BA (AMOUNT) only will be converted based on selected currency (Column L) and Column BB (TAXES) value (INR) will be added to the converted values.
Note on K239: gepadmin: 1. If you choose "Full Conversion" then Column BA (AMOUNT) and Column BB (TAXES) BOTH values will be convert based on selected Currency in (Column L). 2. If you choose "Partial Conversion" then Column BA (AMOUNT) only will be converted based on selected currency (Column L) and Column BB (TAXES) value (INR) will be added to the converted values.
Note on K240: gepadmin: 1. If you choose "Full Conversion" then Column BA (AMOUNT) and Column BB (TAXES) BOTH values will be convert based on selected Currency in (Column L). 2. If you choose "Partial Conversion" then Column BA (AMOUNT) only will be converted based on selected currency (Column L) and Column BB (TAXES) value (INR) will be added to the converted values.
Note on K241: gepadmin: 1. If you choose "Full Conversion" then Column BA (AMOUNT) and Column BB (TAXES) BOTH values will be convert based on selected Currency in (Column L). 2. If you choose "Partial Conversion" then Column BA (AMOUNT) only will be converted based on selected currency (Column L) and Column BB (TAXES) value (INR) will be added to the converted values.
Note on K242: gepadmin: 1. If you choose "Full Conversion" then Column BA (AMOUNT) and Column BB (TAXES) BOTH values will be convert based on selected Currency in (Column L). 2. If you choose "Partial Conversion" then Column BA (AMOUNT) only will be converted based on selected currency (Column L) and Column BB (TAXES) value (INR) will be added to the converted values.
Note on K243: gepadmin: 1. If you choose "Full Conversion" then Column BA (AMOUNT) and Column BB (TAXES) BOTH values will be convert based on selected Currency in (Column L). 2. If you choose "Partial Conversion" then Column BA (AMOUNT) only will be converted based on selected currency (Column L) and Column BB (TAXES) value (INR) will be added to the converted values.
Note on K244: gepadmin: 1. If you choose "Full Conversion" then Column BA (AMOUNT) and Column BB (TAXES) BOTH values will be convert based on selected Currency in (Column L). 2. If you choose "Partial Conversion" then Column BA (AMOUNT) only will be converted based on selected currency (Column L) and Column BB (TAXES) value (INR) will be added to the converted values.
Note on K245: gepadmin: 1. If you choose "Full Conversion" then Column BA (AMOUNT) and Column BB (TAXES) BOTH values will be convert based on selected Currency in (Column L). 2. If you choose "Partial Conversion" then Column BA (AMOUNT) only will be converted based on selected currency (Column L) and Column BB (TAXES) value (INR) will be added to the converted values.
Note on K246: gepadmin: 1. If you choose "Full Conversion" then Column BA (AMOUNT) and Column BB (TAXES) BOTH values will be convert based on selected Currency in (Column L). 2. If you choose "Partial Conversion" then Column BA (AMOUNT) only will be converted based on selected currency (Column L) and Column BB (TAXES) value (INR) will be added to the converted values.
Note on K247: gepadmin: 1. If you choose "Full Conversion" then Column BA (AMOUNT) and Column BB (TAXES) BOTH values will be convert based on selected Currency in (Column L). 2. If you choose "Partial Conversion" then Column BA (AMOUNT) only will be converted based on selected currency (Column L) and Column BB (TAXES) value (INR) will be added to the converted values.
Note on K248: gepadmin: 1. If you choose "Full Conversion" then Column BA (AMOUNT) and Column BB (TAXES) BOTH values will be convert based on selected Currency in (Column L). 2. If you choose "Partial Conversion" then Column BA (AMOUNT) only will be converted based on selected currency (Column L) and Column BB (TAXES) value (INR) will be added to the converted values.
Note on K249: gepadmin: 1. If you choose "Full Conversion" then Column BA (AMOUNT) and Column BB (TAXES) BOTH values will be convert based on selected Currency in (Column L). 2. If you choose "Partial Conversion" then Column BA (AMOUNT) only will be converted based on selected currency (Column L) and Column BB (TAXES) value (INR) will be added to the converted values.
Note on K250: gepadmin: 1. If you choose "Full Conversion" then Column BA (AMOUNT) and Column BB (TAXES) BOTH values will be convert based on selected Currency in (Column L). 2. If you choose "Partial Conversion" then Column BA (AMOUNT) only will be converted based on selected currency (Column L) and Column BB (TAXES) value (INR) will be added to the converted values.
Note on K251: gepadmin: 1. If you choose "Full Conversion" then Column BA (AMOUNT) and Column BB (TAXES) BOTH values will be convert based on selected Currency in (Column L). 2. If you choose "Partial Conversion" then Column BA (AMOUNT) only will be converted based on selected currency (Column L) and Column BB (TAXES) value (INR) will be added to the converted values.
Note on K252: gepadmin: 1. If you choose "Full Conversion" then Column BA (AMOUNT) and Column BB (TAXES) BOTH values will be convert based on selected Currency in (Column L). 2. If you choose "Partial Conversion" then Column BA (AMOUNT) only will be converted based on selected currency (Column L) and Column BB (TAXES) value (INR) will be added to the converted values.
Note on K253: gepadmin: 1. If you choose "Full Conversion" then Column BA (AMOUNT) and Column BB (TAXES) BOTH values will be convert based on selected Currency in (Column L). 2. If you choose "Partial Conversion" then Column BA (AMOUNT) only will be converted based on selected currency (Column L) and Column BB (TAXES) value (INR) will be added to the converted values.
Note on K254: gepadmin: 1. If you choose "Full Conversion" then Column BA (AMOUNT) and Column BB (TAXES) BOTH values will be convert based on selected Currency in (Column L). 2. If you choose "Partial Conversion" then Column BA (AMOUNT) only will be converted based on selected currency (Column L) and Column BB (TAXES) value (INR) will be added to the converted values.
Note on K255: gepadmin: 1. If you choose "Full Conversion" then Column BA (AMOUNT) and Column BB (TAXES) BOTH values will be convert based on selected Currency in (Column L). 2. If you choose "Partial Conversion" then Column BA (AMOUNT) only will be converted based on selected currency (Column L) and Column BB (TAXES) value (INR) will be added to the converted values.
Note on K256: gepadmin: 1. If you choose "Full Conversion" then Column BA (AMOUNT) and Column BB (TAXES) BOTH values will be convert based on selected Currency in (Column L). 2. If you choose "Partial Conversion" then Column BA (AMOUNT) only will be converted based on selected currency (Column L) and Column BB (TAXES) value (INR) will be added to the converted values.
Note on K257: gepadmin: 1. If you choose "Full Conversion" then Column BA (AMOUNT) and Column BB (TAXES) BOTH values will be convert based on selected Currency in (Column L). 2. If you choose "Partial Conversion" then Column BA (AMOUNT) only will be converted based on selected currency (Column L) and Column BB (TAXES) value (INR) will be added to the converted values.
Note on K258: gepadmin: 1. If you choose "Full Conversion" then Column BA (AMOUNT) and Column BB (TAXES) BOTH values will be convert based on selected Currency in (Column L). 2. If you choose "Partial Conversion" then Column BA (AMOUNT) only will be converted based on selected currency (Column L) and Column BB (TAXES) value (INR) will be added to the converted values.
Note on K259: gepadmin: 1. If you choose "Full Conversion" then Column BA (AMOUNT) and Column BB (TAXES) BOTH values will be convert based on selected Currency in (Column L). 2. If you choose "Partial Conversion" then Column BA (AMOUNT) only will be converted based on selected currency (Column L) and Column BB (TAXES) value (INR) will be added to the converted values.
Note on K260: gepadmin: 1. If you choose "Full Conversion" then Column BA (AMOUNT) and Column BB (TAXES) BOTH values will be convert based on selected Currency in (Column L). 2. If you choose "Partial Conversion" then Column BA (AMOUNT) only will be converted based on selected currency (Column L) and Column BB (TAXES) value (INR) will be added to the converted values.
Note on K261: gepadmin: 1. If you choose "Full Conversion" then Column BA (AMOUNT) and Column BB (TAXES) BOTH values will be convert based on selected Currency in (Column L). 2. If you choose "Partial Conversion" then Column BA (AMOUNT) only will be converted based on selected currency (Column L) and Column BB (TAXES) value (INR) will be added to the converted values.
Note on K262: gepadmin: 1. If you choose "Full Conversion" then Column BA (AMOUNT) and Column BB (TAXES) BOTH values will be convert based on selected Currency in (Column L). 2. If you choose "Partial Conversion" then Column BA (AMOUNT) only will be converted based on selected currency (Column L) and Column BB (TAXES) value (INR) will be added to the converted values.
Note on K263: gepadmin: 1. If you choose "Full Conversion" then Column BA (AMOUNT) and Column BB (TAXES) BOTH values will be convert based on selected Currency in (Column L). 2. If you choose "Partial Conversion" then Column BA (AMOUNT) only will be converted based on selected currency (Column L) and Column BB (TAXES) value (INR) will be added to the converted values.
Note on K264: gepadmin: 1. If you choose "Full Conversion" then Column BA (AMOUNT) and Column BB (TAXES) BOTH values will be convert based on selected Currency in (Column L). 2. If you choose "Partial Conversion" then Column BA (AMOUNT) only will be converted based on selected currency (Column L) and Column BB (TAXES) value (INR) will be added to the converted values.
Note on K265: gepadmin: 1. If you choose "Full Conversion" then Column BA (AMOUNT) and Column BB (TAXES) BOTH values will be convert based on selected Currency in (Column L). 2. If you choose "Partial Conversion" then Column BA (AMOUNT) only will be converted based on selected currency (Column L) and Column BB (TAXES) value (INR) will be added to the converted values.
Note on K266: gepadmin: 1. If you choose "Full Conversion" then Column BA (AMOUNT) and Column BB (TAXES) BOTH values will be convert based on selected Currency in (Column L). 2. If you choose "Partial Conversion" then Column BA (AMOUNT) only will be converted based on selected currency (Column L) and Column BB (TAXES) value (INR) will be added to the converted values.
Note on K267: gepadmin: 1. If you choose "Full Conversion" then Column BA (AMOUNT) and Column BB (TAXES) BOTH values will be convert based on selected Currency in (Column L). 2. If you choose "Partial Conversion" then Column BA (AMOUNT) only will be converted based on selected currency (Column L) and Column BB (TAXES) value (INR) will be added to the converted values.
Note on K268: gepadmin: 1. If you choose "Full Conversion" then Column BA (AMOUNT) and Column BB (TAXES) BOTH values will be convert based on selected Currency in (Column L). 2. If you choose "Partial Conversion" then Column BA (AMOUNT) only will be converted based on selected currency (Column L) and Column BB (TAXES) value (INR) will be added to the converted values.
Note on K269: gepadmin: 1. If you choose "Full Conversion" then Column BA (AMOUNT) and Column BB (TAXES) BOTH values will be convert based on selected Currency in (Column L). 2. If you choose "Partial Conversion" then Column BA (AMOUNT) only will be converted based on selected currency (Column L) and Column BB (TAXES) value (INR) will be added to the converted values.
Note on K270: gepadmin: 1. If you choose "Full Conversion" then Column BA (AMOUNT) and Column BB (TAXES) BOTH values will be convert based on selected Currency in (Column L). 2. If you choose "Partial Conversion" then Column BA (AMOUNT) only will be converted based on selected currency (Column L) and Column BB (TAXES) value (INR) will be added to the converted values.
Note on K271: gepadmin: 1. If you choose "Full Conversion" then Column BA (AMOUNT) and Column BB (TAXES) BOTH values will be convert based on selected Currency in (Column L). 2. If you choose "Partial Conversion" then Column BA (AMOUNT) only will be converted based on selected currency (Column L) and Column BB (TAXES) value (INR) will be added to the converted values.
Note on K272: gepadmin: 1. If you choose "Full Conversion" then Column BA (AMOUNT) and Column BB (TAXES) BOTH values will be convert based on selected Currency in (Column L). 2. If you choose "Partial Conversion" then Column BA (AMOUNT) only will be converted based on selected currency (Column L) and Column BB (TAXES) value (INR) will be added to the converted values.
Note on K273: gepadmin: 1. If you choose "Full Conversion" then Column BA (AMOUNT) and Column BB (TAXES) BOTH values will be convert based on selected Currency in (Column L). 2. If you choose "Partial Conversion" then Column BA (AMOUNT) only will be converted based on selected currency (Column L) and Column BB (TAXES) value (INR) will be added to the converted values.
Note on K274: gepadmin: 1. If you choose "Full Conversion" then Column BA (AMOUNT) and Column BB (TAXES) BOTH values will be convert based on selected Currency in (Column L). 2. If you choose "Partial Conversion" then Column BA (AMOUNT) only will be converted based on selected currency (Column L) and Column BB (TAXES) value (INR) will be added to the converted values.
Note on K275: gepadmin: 1. If you choose "Full Conversion" then Column BA (AMOUNT) and Column BB (TAXES) BOTH values will be convert based on selected Currency in (Column L). 2. If you choose "Partial Conversion" then Column BA (AMOUNT) only will be converted based on selected currency (Column L) and Column BB (TAXES) value (INR) will be added to the converted values.
Note on K276: gepadmin: 1. If you choose "Full Conversion" then Column BA (AMOUNT) and Column BB (TAXES) BOTH values will be convert based on selected Currency in (Column L). 2. If you choose "Partial Conversion" then Column BA (AMOUNT) only will be converted based on selected currency (Column L) and Column BB (TAXES) value (INR) will be added to the converted values.
Note on K277: gepadmin: 1. If you choose "Full Conversion" then Column BA (AMOUNT) and Column BB (TAXES) BOTH values will be convert based on selected Currency in (Column L). 2. If you choose "Partial Conversion" then Column BA (AMOUNT) only will be converted based on selected currency (Column L) and Column BB (TAXES) value (INR) will be added to the converted values.
Note on K278: gepadmin: 1. If you choose "Full Conversion" then Column BA (AMOUNT) and Column BB (TAXES) BOTH values will be convert based on selected Currency in (Column L). 2. If you choose "Partial Conversion" then Column BA (AMOUNT) only will be converted based on selected currency (Column L) and Column BB (TAXES) value (INR) will be added to the converted values.
Note on K279: gepadmin: 1. If you choose "Full Conversion" then Column BA (AMOUNT) and Column BB (TAXES) BOTH values will be convert based on selected Currency in (Column L). 2. If you choose "Partial Conversion" then Column BA (AMOUNT) only will be converted based on selected currency (Column L) and Column BB (TAXES) value (INR) will be added to the converted values.
Note on K280: gepadmin: 1. If you choose "Full Conversion" then Column BA (AMOUNT) and Column BB (TAXES) BOTH values will be convert based on selected Currency in (Column L). 2. If you choose "Partial Conversion" then Column BA (AMOUNT) only will be converted based on selected currency (Column L) and Column BB (TAXES) value (INR) will be added to the converted values.
Note on K281: gepadmin: 1. If you choose "Full Conversion" then Column BA (AMOUNT) and Column BB (TAXES) BOTH values will be convert based on selected Currency in (Column L). 2. If you choose "Partial Conversion" then Column BA (AMOUNT) only will be converted based on selected currency (Column L) and Column BB (TAXES) value (INR) will be added to the converted values.
Note on K282: gepadmin: 1. If you choose "Full Conversion" then Column BA (AMOUNT) and Column BB (TAXES) BOTH values will be convert based on selected Currency in (Column L). 2. If you choose "Partial Conversion" then Column BA (AMOUNT) only will be converted based on selected currency (Column L) and Column BB (TAXES) value (INR) will be added to the converted values.
Note on K283: gepadmin: 1. If you choose "Full Conversion" then Column BA (AMOUNT) and Column BB (TAXES) BOTH values will be convert based on selected Currency in (Column L). 2. If you choose "Partial Conversion" then Column BA (AMOUNT) only will be converted based on selected currency (Column L) and Column BB (TAXES) value (INR) will be added to the converted values.
Note on K284: gepadmin: 1. If you choose "Full Conversion" then Column BA (AMOUNT) and Column BB (TAXES) BOTH values will be convert based on selected Currency in (Column L). 2. If you choose "Partial Conversion" then Column BA (AMOUNT) only will be converted based on selected currency (Column L) and Column BB (TAXES) value (INR) will be added to the converted values.
Note on K285: gepadmin: 1. If you choose "Full Conversion" then Column BA (AMOUNT) and Column BB (TAXES) BOTH values will be convert based on selected Currency in (Column L). 2. If you choose "Partial Conversion" then Column BA (AMOUNT) only will be converted based on selected currency (Column L) and Column BB (TAXES) value (INR) will be added to the converted values.
Note on K286: gepadmin: 1. If you choose "Full Conversion" then Column BA (AMOUNT) and Column BB (TAXES) BOTH values will be convert based on selected Currency in (Column L). 2. If you choose "Partial Conversion" then Column BA (AMOUNT) only will be converted based on selected currency (Column L) and Column BB (TAXES) value (INR) will be added to the converted values.
Note on K287: gepadmin: 1. If you choose "Full Conversion" then Column BA (AMOUNT) and Column BB (TAXES) BOTH values will be convert based on selected Currency in (Column L). 2. If you choose "Partial Conversion" then Column BA (AMOUNT) only will be converted based on selected currency (Column L) and Column BB (TAXES) value (INR) will be added to the converted values.
Note on K288: gepadmin: 1. If you choose "Full Conversion" then Column BA (AMOUNT) and Column BB (TAXES) BOTH values will be convert based on selected Currency in (Column L). 2. If you choose "Partial Conversion" then Column BA (AMOUNT) only will be converted based on selected currency (Column L) and Column BB (TAXES) value (INR) will be added to the converted values.
Note on K289: gepadmin: 1. If you choose "Full Conversion" then Column BA (AMOUNT) and Column BB (TAXES) BOTH values will be convert based on selected Currency in (Column L). 2. If you choose "Partial Conversion" then Column BA (AMOUNT) only will be converted based on selected currency (Column L) and Column BB (TAXES) value (INR) will be added to the converted values.
Note on K290: gepadmin: 1. If you choose "Full Conversion" then Column BA (AMOUNT) and Column BB (TAXES) BOTH values will be convert based on selected Currency in (Column L). 2. If you choose "Partial Conversion" then Column BA (AMOUNT) only will be converted based on selected currency (Column L) and Column BB (TAXES) value (INR) will be added to the converted values.
Note on K291: gepadmin: 1. If you choose "Full Conversion" then Column BA (AMOUNT) and Column BB (TAXES) BOTH values will be convert based on selected Currency in (Column L). 2. If you choose "Partial Conversion" then Column BA (AMOUNT) only will be converted based on selected currency (Column L) and Column BB (TAXES) value (INR) will be added to the converted values.
Note on K292: gepadmin: 1. If you choose "Full Conversion" then Column BA (AMOUNT) and Column BB (TAXES) BOTH values will be convert based on selected Currency in (Column L). 2. If you choose "Partial Conversion" then Column BA (AMOUNT) only will be converted based on selected currency (Column L) and Column BB (TAXES) value (INR) will be added to the converted values.
Note on K293: gepadmin: 1. If you choose "Full Conversion" then Column BA (AMOUNT) and Column BB (TAXES) BOTH values will be convert based on selected Currency in (Column L). 2. If you choose "Partial Conversion" then Column BA (AMOUNT) only will be converted based on selected currency (Column L) and Column BB (TAXES) value (INR) will be added to the converted values.
Note on K294: gepadmin: 1. If you choose "Full Conversion" then Column BA (AMOUNT) and Column BB (TAXES) BOTH values will be convert based on selected Currency in (Column L). 2. If you choose "Partial Conversion" then Column BA (AMOUNT) only will be converted based on selected currency (Column L) and Column BB (TAXES) value (INR) will be added to the converted values.
Note on K295: gepadmin: 1. If you choose "Full Conversion" then Column BA (AMOUNT) and Column BB (TAXES) BOTH values will be convert based on selected Currency in (Column L). 2. If you choose "Partial Conversion" then Column BA (AMOUNT) only will be converted based on selected currency (Column L) and Column BB (TAXES) value (INR) will be added to the converted values.
Note on K296: gepadmin: 1. If you choose "Full Conversion" then Column BA (AMOUNT) and Column BB (TAXES) BOTH values will be convert based on selected Currency in (Column L). 2. If you choose "Partial Conversion" then Column BA (AMOUNT) only will be converted based on selected currency (Column L) and Column BB (TAXES) value (INR) will be added to the converted values.
Note on K297: gepadmin: 1. If you choose "Full Conversion" then Column BA (AMOUNT) and Column BB (TAXES) BOTH values will be convert based on selected Currency in (Column L). 2. If you choose "Partial Conversion" then Column BA (AMOUNT) only will be converted based on selected currency (Column L) and Column BB (TAXES) value (INR) will be added to the converted values.
Note on K298: gepadmin: 1. If you choose "Full Conversion" then Column BA (AMOUNT) and Column BB (TAXES) BOTH values will be convert based on selected Currency in (Column L). 2. If you choose "Partial Conversion" then Column BA (AMOUNT) only will be converted based on selected currency (Column L) and Column BB (TAXES) value (INR) will be added to the converted values.
Note on K299: gepadmin: 1. If you choose "Full Conversion" then Column BA (AMOUNT) and Column BB (TAXES) BOTH values will be convert based on selected Currency in (Column L). 2. If you choose "Partial Conversion" then Column BA (AMOUNT) only will be converted based on selected currency (Column L) and Column BB (TAXES) value (INR) will be added to the converted values.
Note on K300: gepadmin: 1. If you choose "Full Conversion" then Column BA (AMOUNT) and Column BB (TAXES) BOTH values will be convert based on selected Currency in (Column L). 2. If you choose "Partial Conversion" then Column BA (AMOUNT) only will be converted based on selected currency (Column L) and Column BB (TAXES) value (INR) will be added to the converted values.
Note on K301: gepadmin: 1. If you choose "Full Conversion" then Column BA (AMOUNT) and Column BB (TAXES) BOTH values will be convert based on selected Currency in (Column L). 2. If you choose "Partial Conversion" then Column BA (AMOUNT) only will be converted based on selected currency (Column L) and Column BB (TAXES) value (INR) will be added to the converted values.
Note on K302: gepadmin: 1. If you choose "Full Conversion" then Column BA (AMOUNT) and Column BB (TAXES) BOTH values will be convert based on selected Currency in (Column L). 2. If you choose "Partial Conversion" then Column BA (AMOUNT) only will be converted based on selected currency (Column L) and Column BB (TAXES) value (INR) will be added to the converted values.
Note on K303: gepadmin: 1. If you choose "Full Conversion" then Column BA (AMOUNT) and Column BB (TAXES) BOTH values will be convert based on selected Currency in (Column L). 2. If you choose "Partial Conversion" then Column BA (AMOUNT) only will be converted based on selected currency (Column L) and Column BB (TAXES) value (INR) will be added to the converted values.
Note on K304: gepadmin: 1. If you choose "Full Conversion" then Column BA (AMOUNT) and Column BB (TAXES) BOTH values will be convert based on selected Currency in (Column L). 2. If you choose "Partial Conversion" then Column BA (AMOUNT) only will be converted based on selected currency (Column L) and Column BB (TAXES) value (INR) will be added to the converted values.
Note on K305: gepadmin: 1. If you choose "Full Conversion" then Column BA (AMOUNT) and Column BB (TAXES) BOTH values will be convert based on selected Currency in (Column L). 2. If you choose "Partial Conversion" then Column BA (AMOUNT) only will be converted based on selected currency (Column L) and Column BB (TAXES) value (INR) will be added to the converted values.
Note on K306: gepadmin: 1. If you choose "Full Conversion" then Column BA (AMOUNT) and Column BB (TAXES) BOTH values will be convert based on selected Currency in (Column L). 2. If you choose "Partial Conversion" then Column BA (AMOUNT) only will be converted based on selected currency (Column L) and Column BB (TAXES) value (INR) will be added to the converted values.
Note on K307: gepadmin: 1. If you choose "Full Conversion" then Column BA (AMOUNT) and Column BB (TAXES) BOTH values will be convert based on selected Currency in (Column L). 2. If you choose "Partial Conversion" then Column BA (AMOUNT) only will be converted based on selected currency (Column L) and Column BB (TAXES) value (INR) will be added to the converted values.
Note on K308: gepadmin: 1. If you choose "Full Conversion" then Column BA (AMOUNT) and Column BB (TAXES) BOTH values will be convert based on selected Currency in (Column L). 2. If you choose "Partial Conversion" then Column BA (AMOUNT) only will be converted based on selected currency (Column L) and Column BB (TAXES) value (INR) will be added to the converted values.
Note on K309: gepadmin: 1. If you choose "Full Conversion" then Column BA (AMOUNT) and Column BB (TAXES) BOTH values will be convert based on selected Currency in (Column L). 2. If you choose "Partial Conversion" then Column BA (AMOUNT) only will be converted based on selected currency (Column L) and Column BB (TAXES) value (INR) will be added to the converted values.
Note on K310: gepadmin: 1. If you choose "Full Conversion" then Column BA (AMOUNT) and Column BB (TAXES) BOTH values will be convert based on selected Currency in (Column L). 2. If you choose "Partial Conversion" then Column BA (AMOUNT) only will be converted based on selected currency (Column L) and Column BB (TAXES) value (INR) will be added to the converted values.
Note on K311: gepadmin: 1. If you choose "Full Conversion" then Column BA (AMOUNT) and Column BB (TAXES) BOTH values will be convert based on selected Currency in (Column L). 2. If you choose "Partial Conversion" then Column BA (AMOUNT) only will be converted based on selected currency (Column L) and Column BB (TAXES) value (INR) will be added to the converted values.
Note on K312: gepadmin: 1. If you choose "Full Conversion" then Column BA (AMOUNT) and Column BB (TAXES) BOTH values will be convert based on selected Currency in (Column L). 2. If you choose "Partial Conversion" then Column BA (AMOUNT) only will be converted based on selected currency (Column L) and Column BB (TAXES) value (INR) will be added to the converted values.
Note on K313: gepadmin: 1. If you choose "Full Conversion" then Column BA (AMOUNT) and Column BB (TAXES) BOTH values will be convert based on selected Currency in (Column L). 2. If you choose "Partial Conversion" then Column BA (AMOUNT) only will be converted based on selected currency (Column L) and Column BB (TAXES) value (INR) will be added to the converted values.
Note on K314: gepadmin: 1. If you choose "Full Conversion" then Column BA (AMOUNT) and Column BB (TAXES) BOTH values will be convert based on selected Currency in (Column L). 2. If you choose "Partial Conversion" then Column BA (AMOUNT) only will be converted based on selected currency (Column L) and Column BB (TAXES) value (INR) will be added to the converted values.
Note on K315: gepadmin: 1. If you choose "Full Conversion" then Column BA (AMOUNT) and Column BB (TAXES) BOTH values will be convert based on selected Currency in (Column L). 2. If you choose "Partial Conversion" then Column BA (AMOUNT) only will be converted based on selected currency (Column L) and Column BB (TAXES) value (INR) will be added to the converted values.
Note on K316: gepadmin: 1. If you choose "Full Conversion" then Column BA (AMOUNT) and Column BB (TAXES) BOTH values will be convert based on selected Currency in (Column L). 2. If you choose "Partial Conversion" then Column BA (AMOUNT) only will be converted based on selected currency (Column L) and Column BB (TAXES) value (INR) will be added to the converted values.
Note on K317: gepadmin: 1. If you choose "Full Conversion" then Column BA (AMOUNT) and Column BB (TAXES) BOTH values will be convert based on selected Currency in (Column L). 2. If you choose "Partial Conversion" then Column BA (AMOUNT) only will be converted based on selected currency (Column L) and Column BB (TAXES) value (INR) will be added to the converted values.
Note on K318: gepadmin: 1. If you choose "Full Conversion" then Column BA (AMOUNT) and Column BB (TAXES) BOTH values will be convert based on selected Currency in (Column L). 2. If you choose "Partial Conversion" then Column BA (AMOUNT) only will be converted based on selected currency (Column L) and Column BB (TAXES) value (INR) will be added to the converted values.
Note on K319: gepadmin: 1. If you choose "Full Conversion" then Column BA (AMOUNT) and Column BB (TAXES) BOTH values will be convert based on selected Currency in (Column L). 2. If you choose "Partial Conversion" then Column BA (AMOUNT) only will be converted based on selected currency (Column L) and Column BB (TAXES) value (INR) will be added to the converted values.
Note on K320: gepadmin: 1. If you choose "Full Conversion" then Column BA (AMOUNT) and Column BB (TAXES) BOTH values will be convert based on selected Currency in (Column L). 2. If you choose "Partial Conversion" then Column BA (AMOUNT) only will be converted based on selected currency (Column L) and Column BB (TAXES) value (INR) will be added to the converted values.
Note on K321: gepadmin: 1. If you choose "Full Conversion" then Column BA (AMOUNT) and Column BB (TAXES) BOTH values will be convert based on selected Currency in (Column L). 2. If you choose "Partial Conversion" then Column BA (AMOUNT) only will be converted based on selected currency (Column L) and Column BB (TAXES) value (INR) will be added to the converted values.
Note on K322: gepadmin: 1. If you choose "Full Conversion" then Column BA (AMOUNT) and Column BB (TAXES) BOTH values will be convert based on selected Currency in (Column L). 2. If you choose "Partial Conversion" then Column BA (AMOUNT) only will be converted based on selected currency (Column L) and Column BB (TAXES) value (INR) will be added to the converted values.
Note on K323: gepadmin: 1. If you choose "Full Conversion" then Column BA (AMOUNT) and Column BB (TAXES) BOTH values will be convert based on selected Currency in (Column L). 2. If you choose "Partial Conversion" then Column BA (AMOUNT) only will be converted based on selected currency (Column L) and Column BB (TAXES) value (INR) will be added to the converted values.
Note on K324: gepadmin: 1. If you choose "Full Conversion" then Column BA (AMOUNT) and Column BB (TAXES) BOTH values will be convert based on selected Currency in (Column L). 2. If you choose "Partial Conversion" then Column BA (AMOUNT) only will be converted based on selected currency (Column L) and Column BB (TAXES) value (INR) will be added to the converted values.
Note on K325: gepadmin: 1. If you choose "Full Conversion" then Column BA (AMOUNT) and Column BB (TAXES) BOTH values will be convert based on selected Currency in (Column L). 2. If you choose "Partial Conversion" then Column BA (AMOUNT) only will be converted based on selected currency (Column L) and Column BB (TAXES) value (INR) will be added to the converted values.
Note on K326: gepadmin: 1. If you choose "Full Conversion" then Column BA (AMOUNT) and Column BB (TAXES) BOTH values will be convert based on selected Currency in (Column L). 2. If you choose "Partial Conversion" then Column BA (AMOUNT) only will be converted based on selected currency (Column L) and Column BB (TAXES) value (INR) will be added to the converted values.
Note on K327: gepadmin: 1. If you choose "Full Conversion" then Column BA (AMOUNT) and Column BB (TAXES) BOTH values will be convert based on selected Currency in (Column L). 2. If you choose "Partial Conversion" then Column BA (AMOUNT) only will be converted based on selected currency (Column L) and Column BB (TAXES) value (INR) will be added to the converted values.
Note on K328: gepadmin: 1. If you choose "Full Conversion" then Column BA (AMOUNT) and Column BB (TAXES) BOTH values will be convert based on selected Currency in (Column L). 2. If you choose "Partial Conversion" then Column BA (AMOUNT) only will be converted based on selected currency (Column L) and Column BB (TAXES) value (INR) will be added to the converted values.
Note on K329: gepadmin: 1. If you choose "Full Conversion" then Column BA (AMOUNT) and Column BB (TAXES) BOTH values will be convert based on selected Currency in (Column L). 2. If you choose "Partial Conversion" then Column BA (AMOUNT) only will be converted based on selected currency (Column L) and Column BB (TAXES) value (INR) will be added to the converted values.
Note on K330: gepadmin: 1. If you choose "Full Conversion" then Column BA (AMOUNT) and Column BB (TAXES) BOTH values will be convert based on selected Currency in (Column L). 2. If you choose "Partial Conversion" then Column BA (AMOUNT) only will be converted based on selected currency (Column L) and Column BB (TAXES) value (INR) will be added to the converted values.
Note on K331: gepadmin: 1. If you choose "Full Conversion" then Column BA (AMOUNT) and Column BB (TAXES) BOTH values will be convert based on selected Currency in (Column L). 2. If you choose "Partial Conversion" then Column BA (AMOUNT) only will be converted based on selected currency (Column L) and Column BB (TAXES) value (INR) will be added to the converted values.
Note on K332: gepadmin: 1. If you choose "Full Conversion" then Column BA (AMOUNT) and Column BB (TAXES) BOTH values will be convert based on selected Currency in (Column L). 2. If you choose "Partial Conversion" then Column BA (AMOUNT) only will be converted based on selected currency (Column L) and Column BB (TAXES) value (INR) will be added to the converted values.
Note on K333: gepadmin: 1. If you choose "Full Conversion" then Column BA (AMOUNT) and Column BB (TAXES) BOTH values will be convert based on selected Currency in (Column L). 2. If you choose "Partial Conversion" then Column BA (AMOUNT) only will be converted based on selected currency (Column L) and Column BB (TAXES) value (INR) will be added to the converted values.
Note on K334: gepadmin: 1. If you choose "Full Conversion" then Column BA (AMOUNT) and Column BB (TAXES) BOTH values will be convert based on selected Currency in (Column L). 2. If you choose "Partial Conversion" then Column BA (AMOUNT) only will be converted based on selected currency (Column L) and Column BB (TAXES) value (INR) will be added to the converted values.
Note on K335: gepadmin: 1. If you choose "Full Conversion" then Column BA (AMOUNT) and Column BB (TAXES) BOTH values will be convert based on selected Currency in (Column L). 2. If you choose "Partial Conversion" then Column BA (AMOUNT) only will be converted based on selected currency (Column L) and Column BB (TAXES) value (INR) will be added to the converted values.
Note on K336: gepadmin: 1. If you choose "Full Conversion" then Column BA (AMOUNT) and Column BB (TAXES) BOTH values will be convert based on selected Currency in (Column L). 2. If you choose "Partial Conversion" then Column BA (AMOUNT) only will be converted based on selected currency (Column L) and Column BB (TAXES) value (INR) will be added to the converted values.
Note on K337: gepadmin: 1. If you choose "Full Conversion" then Column BA (AMOUNT) and Column BB (TAXES) BOTH values will be convert based on selected Currency in (Column L). 2. If you choose "Partial Conversion" then Column BA (AMOUNT) only will be converted based on selected currency (Column L) and Column BB (TAXES) value (INR) will be added to the converted values.
Note on K338: gepadmin: 1. If you choose "Full Conversion" then Column BA (AMOUNT) and Column BB (TAXES) BOTH values will be convert based on selected Currency in (Column L). 2. If you choose "Partial Conversion" then Column BA (AMOUNT) only will be converted based on selected currency (Column L) and Column BB (TAXES) value (INR) will be added to the converted values.
Note on K339: gepadmin: 1. If you choose "Full Conversion" then Column BA (AMOUNT) and Column BB (TAXES) BOTH values will be convert based on selected Currency in (Column L). 2. If you choose "Partial Conversion" then Column BA (AMOUNT) only will be converted based on selected currency (Column L) and Column BB (TAXES) value (INR) will be added to the converted values.
Note on K340: gepadmin: 1. If you choose "Full Conversion" then Column BA (AMOUNT) and Column BB (TAXES) BOTH values will be convert based on selected Currency in (Column L). 2. If you choose "Partial Conversion" then Column BA (AMOUNT) only will be converted based on selected currency (Column L) and Column BB (TAXES) value (INR) will be added to the converted values.
Note on K341: gepadmin: 1. If you choose "Full Conversion" then Column BA (AMOUNT) and Column BB (TAXES) BOTH values will be convert based on selected Currency in (Column L). 2. If you choose "Partial Conversion" then Column BA (AMOUNT) only will be converted based on selected currency (Column L) and Column BB (TAXES) value (INR) will be added to the converted values.
Note on K342: gepadmin: 1. If you choose "Full Conversion" then Column BA (AMOUNT) and Column BB (TAXES) BOTH values will be convert based on selected Currency in (Column L). 2. If you choose "Partial Conversion" then Column BA (AMOUNT) only will be converted based on selected currency (Column L) and Column BB (TAXES) value (INR) will be added to the converted values.
Note on K343: gepadmin: 1. If you choose "Full Conversion" then Column BA (AMOUNT) and Column BB (TAXES) BOTH values will be convert based on selected Currency in (Column L). 2. If you choose "Partial Conversion" then Column BA (AMOUNT) only will be converted based on selected currency (Column L) and Column BB (TAXES) value (INR) will be added to the converted values.
Note on K344: gepadmin: 1. If you choose "Full Conversion" then Column BA (AMOUNT) and Column BB (TAXES) BOTH values will be convert based on selected Currency in (Column L). 2. If you choose "Partial Conversion" then Column BA (AMOUNT) only will be converted based on selected currency (Column L) and Column BB (TAXES) value (INR) will be added to the converted values.
Note on K345: gepadmin: 1. If you choose "Full Conversion" then Column BA (AMOUNT) and Column BB (TAXES) BOTH values will be convert based on selected Currency in (Column L). 2. If you choose "Partial Conversion" then Column BA (AMOUNT) only will be converted based on selected currency (Column L) and Column BB (TAXES) value (INR) will be added to the converted values.
Note on K346: gepadmin: 1. If you choose "Full Conversion" then Column BA (AMOUNT) and Column BB (TAXES) BOTH values will be convert based on selected Currency in (Column L). 2. If you choose "Partial Conversion" then Column BA (AMOUNT) only will be converted based on selected currency (Column L) and Column BB (TAXES) value (INR) will be added to the converted values.
Note on K347: gepadmin: 1. If you choose "Full Conversion" then Column BA (AMOUNT) and Column BB (TAXES) BOTH values will be convert based on selected Currency in (Column L). 2. If you choose "Partial Conversion" then Column BA (AMOUNT) only will be converted based on selected currency (Column L) and Column BB (TAXES) value (INR) will be added to the converted values.
Note on K348: gepadmin: 1. If you choose "Full Conversion" then Column BA (AMOUNT) and Column BB (TAXES) BOTH values will be convert based on selected Currency in (Column L). 2. If you choose "Partial Conversion" then Column BA (AMOUNT) only will be converted based on selected currency (Column L) and Column BB (TAXES) value (INR) will be added to the converted values.
Note on K349: gepadmin: 1. If you choose "Full Conversion" then Column BA (AMOUNT) and Column BB (TAXES) BOTH values will be convert based on selected Currency in (Column L). 2. If you choose "Partial Conversion" then Column BA (AMOUNT) only will be converted based on selected currency (Column L) and Column BB (TAXES) value (INR) will be added to the converted values.
Note on K350: gepadmin: 1. If you choose "Full Conversion" then Column BA (AMOUNT) and Column BB (TAXES) BOTH values will be convert based on selected Currency in (Column L). 2. If you choose "Partial Conversion" then Column BA (AMOUNT) only will be converted based on selected currency (Column L) and Column BB (TAXES) value (INR) will be added to the converted values.
Note on K351: gepadmin: 1. If you choose "Full Conversion" then Column BA (AMOUNT) and Column BB (TAXES) BOTH values will be convert based on selected Currency in (Column L). 2. If you choose "Partial Conversion" then Column BA (AMOUNT) only will be converted based on selected currency (Column L) and Column BB (TAXES) value (INR) will be added to the converted values.
Note on K352: gepadmin: 1. If you choose "Full Conversion" then Column BA (AMOUNT) and Column BB (TAXES) BOTH values will be convert based on selected Currency in (Column L). 2. If you choose "Partial Conversion" then Column BA (AMOUNT) only will be converted based on selected currency (Column L) and Column BB (TAXES) value (INR) will be added to the converted values.
Note on K353: gepadmin: 1. If you choose "Full Conversion" then Column BA (AMOUNT) and Column BB (TAXES) BOTH values will be convert based on selected Currency in (Column L). 2. If you choose "Partial Conversion" then Column BA (AMOUNT) only will be converted based on selected currency (Column L) and Column BB (TAXES) value (INR) will be added to the converted values.
Note on K354: gepadmin: 1. If you choose "Full Conversion" then Column BA (AMOUNT) and Column BB (TAXES) BOTH values will be convert based on selected Currency in (Column L). 2. If you choose "Partial Conversion" then Column BA (AMOUNT) only will be converted based on selected currency (Column L) and Column BB (TAXES) value (INR) will be added to the converted values.
Note on K355: gepadmin: 1. If you choose "Full Conversion" then Column BA (AMOUNT) and Column BB (TAXES) BOTH values will be convert based on selected Currency in (Column L). 2. If you choose "Partial Conversion" then Column BA (AMOUNT) only will be converted based on selected currency (Column L) and Column BB (TAXES) value (INR) will be added to the converted values.
Note on K356: gepadmin: 1. If you choose "Full Conversion" then Column BA (AMOUNT) and Column BB (TAXES) BOTH values will be convert based on selected Currency in (Column L). 2. If you choose "Partial Conversion" then Column BA (AMOUNT) only will be converted based on selected currency (Column L) and Column BB (TAXES) value (INR) will be added to the converted values.
Note on K357: gepadmin: 1. If you choose "Full Conversion" then Column BA (AMOUNT) and Column BB (TAXES) BOTH values will be convert based on selected Currency in (Column L). 2. If you choose "Partial Conversion" then Column BA (AMOUNT) only will be converted based on selected currency (Column L) and Column BB (TAXES) value (INR) will be added to the converted values.
Note on K358: gepadmin: 1. If you choose "Full Conversion" then Column BA (AMOUNT) and Column BB (TAXES) BOTH values will be convert based on selected Currency in (Column L). 2. If you choose "Partial Conversion" then Column BA (AMOUNT) only will be converted based on selected currency (Column L) and Column BB (TAXES) value (INR) will be added to the converted values.
Note on K359: gepadmin: 1. If you choose "Full Conversion" then Column BA (AMOUNT) and Column BB (TAXES) BOTH values will be convert based on selected Currency in (Column L). 2. If you choose "Partial Conversion" then Column BA (AMOUNT) only will be converted based on selected currency (Column L) and Column BB (TAXES) value (INR) will be added to the converted values.
Note on K360: gepadmin: 1. If you choose "Full Conversion" then Column BA (AMOUNT) and Column BB (TAXES) BOTH values will be convert based on selected Currency in (Column L). 2. If you choose "Partial Conversion" then Column BA (AMOUNT) only will be converted based on selected currency (Column L) and Column BB (TAXES) value (INR) will be added to the converted values.
Note on K361: gepadmin: 1. If you choose "Full Conversion" then Column BA (AMOUNT) and Column BB (TAXES) BOTH values will be convert based on selected Currency in (Column L). 2. If you choose "Partial Conversion" then Column BA (AMOUNT) only will be converted based on selected currency (Column L) and Column BB (TAXES) value (INR) will be added to the converted values.
Note on K362: gepadmin: 1. If you choose "Full Conversion" then Column BA (AMOUNT) and Column BB (TAXES) BOTH values will be convert based on selected Currency in (Column L). 2. If you choose "Partial Conversion" then Column BA (AMOUNT) only will be converted based on selected currency (Column L) and Column BB (TAXES) value (INR) will be added to the converted values.
Note on K363: gepadmin: 1. If you choose "Full Conversion" then Column BA (AMOUNT) and Column BB (TAXES) BOTH values will be convert based on selected Currency in (Column L). 2. If you choose "Partial Conversion" then Column BA (AMOUNT) only will be converted based on selected currency (Column L) and Column BB (TAXES) value (INR) will be added to the converted values.
Note on K364: gepadmin: 1. If you choose "Full Conversion" then Column BA (AMOUNT) and Column BB (TAXES) BOTH values will be convert based on selected Currency in (Column L). 2. If you choose "Partial Conversion" then Column BA (AMOUNT) only will be converted based on selected currency (Column L) and Column BB (TAXES) value (INR) will be added to the converted values.
Note on K365: gepadmin: 1. If you choose "Full Conversion" then Column BA (AMOUNT) and Column BB (TAXES) BOTH values will be convert based on selected Currency in (Column L). 2. If you choose "Partial Conversion" then Column BA (AMOUNT) only will be converted based on selected currency (Column L) and Column BB (TAXES) value (INR) will be added to the converted values.
Note on K366: gepadmin: 1. If you choose "Full Conversion" then Column BA (AMOUNT) and Column BB (TAXES) BOTH values will be convert based on selected Currency in (Column L). 2. If you choose "Partial Conversion" then Column BA (AMOUNT) only will be converted based on selected currency (Column L) and Column BB (TAXES) value (INR) will be added to the converted values.
Note on K367: gepadmin: 1. If you choose "Full Conversion" then Column BA (AMOUNT) and Column BB (TAXES) BOTH values will be convert based on selected Currency in (Column L). 2. If you choose "Partial Conversion" then Column BA (AMOUNT) only will be converted based on selected currency (Column L) and Column BB (TAXES) value (INR) will be added to the converted values.
Note on K368: gepadmin: 1. If you choose "Full Conversion" then Column BA (AMOUNT) and Column BB (TAXES) BOTH values will be convert based on selected Currency in (Column L). 2. If you choose "Partial Conversion" then Column BA (AMOUNT) only will be converted based on selected currency (Column L) and Column BB (TAXES) value (INR) will be added to the converted values.
Note on K369: gepadmin: 1. If you choose "Full Conversion" then Column BA (AMOUNT) and Column BB (TAXES) BOTH values will be convert based on selected Currency in (Column L). 2. If you choose "Partial Conversion" then Column BA (AMOUNT) only will be converted based on selected currency (Column L) and Column BB (TAXES) value (INR) will be added to the converted values.
Note on K370: gepadmin: 1. If you choose "Full Conversion" then Column BA (AMOUNT) and Column BB (TAXES) BOTH values will be convert based on selected Currency in (Column L). 2. If you choose "Partial Conversion" then Column BA (AMOUNT) only will be converted based on selected currency (Column L) and Column BB (TAXES) value (INR) will be added to the converted values.
Note on K371: gepadmin: 1. If you choose "Full Conversion" then Column BA (AMOUNT) and Column BB (TAXES) BOTH values will be convert based on selected Currency in (Column L). 2. If you choose "Partial Conversion" then Column BA (AMOUNT) only will be converted based on selected currency (Column L) and Column BB (TAXES) value (INR) will be added to the converted values.
Note on K372: gepadmin: 1. If you choose "Full Conversion" then Column BA (AMOUNT) and Column BB (TAXES) BOTH values will be convert based on selected Currency in (Column L). 2. If you choose "Partial Conversion" then Column BA (AMOUNT) only will be converted based on selected currency (Column L) and Column BB (TAXES) value (INR) will be added to the converted values.
Note on K373: gepadmin: 1. If you choose "Full Conversion" then Column BA (AMOUNT) and Column BB (TAXES) BOTH values will be convert based on selected Currency in (Column L). 2. If you choose "Partial Conversion" then Column BA (AMOUNT) only will be converted based on selected currency (Column L) and Column BB (TAXES) value (INR) will be added to the converted values.
Note on K374: gepadmin: 1. If you choose "Full Conversion" then Column BA (AMOUNT) and Column BB (TAXES) BOTH values will be convert based on selected Currency in (Column L). 2. If you choose "Partial Conversion" then Column BA (AMOUNT) only will be converted based on selected currency (Column L) and Column BB (TAXES) value (INR) will be added to the converted values.
Note on K375: gepadmin: 1. If you choose "Full Conversion" then Column BA (AMOUNT) and Column BB (TAXES) BOTH values will be convert based on selected Currency in (Column L). 2. If you choose "Partial Conversion" then Column BA (AMOUNT) only will be converted based on selected currency (Column L) and Column BB (TAXES) value (INR) will be added to the converted values.
Note on K376: gepadmin: 1. If you choose "Full Conversion" then Column BA (AMOUNT) and Column BB (TAXES) BOTH values will be convert based on selected Currency in (Column L). 2. If you choose "Partial Conversion" then Column BA (AMOUNT) only will be converted based on selected currency (Column L) and Column BB (TAXES) value (INR) will be added to the converted values.
Note on K377: gepadmin: 1. If you choose "Full Conversion" then Column BA (AMOUNT) and Column BB (TAXES) BOTH values will be convert based on selected Currency in (Column L). 2. If you choose "Partial Conversion" then Column BA (AMOUNT) only will be converted based on selected currency (Column L) and Column BB (TAXES) value (INR) will be added to the converted values.
Note on K378: gepadmin: 1. If you choose "Full Conversion" then Column BA (AMOUNT) and Column BB (TAXES) BOTH values will be convert based on selected Currency in (Column L). 2. If you choose "Partial Conversion" then Column BA (AMOUNT) only will be converted based on selected currency (Column L) and Column BB (TAXES) value (INR) will be added to the converted values.
Note on K379: gepadmin: 1. If you choose "Full Conversion" then Column BA (AMOUNT) and Column BB (TAXES) BOTH values will be convert based on selected Currency in (Column L). 2. If you choose "Partial Conversion" then Column BA (AMOUNT) only will be converted based on selected currency (Column L) and Column BB (TAXES) value (INR) will be added to the converted values.
Note on K380: gepadmin: 1. If you choose "Full Conversion" then Column BA (AMOUNT) and Column BB (TAXES) BOTH values will be convert based on selected Currency in (Column L). 2. If you choose "Partial Conversion" then Column BA (AMOUNT) only will be converted based on selected currency (Column L) and Column BB (TAXES) value (INR) will be added to the converted values.
Note on K381: gepadmin: 1. If you choose "Full Conversion" then Column BA (AMOUNT) and Column BB (TAXES) BOTH values will be convert based on selected Currency in (Column L). 2. If you choose "Partial Conversion" then Column BA (AMOUNT) only will be converted based on selected currency (Column L) and Column BB (TAXES) value (INR) will be added to the converted values.
Note on K382: gepadmin: 1. If you choose "Full Conversion" then Column BA (AMOUNT) and Column BB (TAXES) BOTH values will be convert based on selected Currency in (Column L). 2. If you choose "Partial Conversion" then Column BA (AMOUNT) only will be converted based on selected currency (Column L) and Column BB (TAXES) value (INR) will be added to the converted values.
Note on K383: gepadmin: 1. If you choose "Full Conversion" then Column BA (AMOUNT) and Column BB (TAXES) BOTH values will be convert based on selected Currency in (Column L). 2. If you choose "Partial Conversion" then Column BA (AMOUNT) only will be converted based on selected currency (Column L) and Column BB (TAXES) value (INR) will be added to the converted values.
Note on K384: gepadmin: 1. If you choose "Full Conversion" then Column BA (AMOUNT) and Column BB (TAXES) BOTH values will be convert based on selected Currency in (Column L). 2. If you choose "Partial Conversion" then Column BA (AMOUNT) only will be converted based on selected currency (Column L) and Column BB (TAXES) value (INR) will be added to the converted values.
Note on K385: gepadmin: 1. If you choose "Full Conversion" then Column BA (AMOUNT) and Column BB (TAXES) BOTH values will be convert based on selected Currency in (Column L). 2. If you choose "Partial Conversion" then Column BA (AMOUNT) only will be converted based on selected currency (Column L) and Column BB (TAXES) value (INR) will be added to the converted values.
Note on K386: gepadmin: 1. If you choose "Full Conversion" then Column BA (AMOUNT) and Column BB (TAXES) BOTH values will be convert based on selected Currency in (Column L). 2. If you choose "Partial Conversion" then Column BA (AMOUNT) only will be converted based on selected currency (Column L) and Column BB (TAXES) value (INR) will be added to the converted values.
Note on K387: gepadmin: 1. If you choose "Full Conversion" then Column BA (AMOUNT) and Column BB (TAXES) BOTH values will be convert based on selected Currency in (Column L). 2. If you choose "Partial Conversion" then Column BA (AMOUNT) only will be converted based on selected currency (Column L) and Column BB (TAXES) value (INR) will be added to the converted values.
Note on K388: gepadmin: 1. If you choose "Full Conversion" then Column BA (AMOUNT) and Column BB (TAXES) BOTH values will be convert based on selected Currency in (Column L). 2. If you choose "Partial Conversion" then Column BA (AMOUNT) only will be converted based on selected currency (Column L) and Column BB (TAXES) value (INR) will be added to the converted values.
Note on K389: gepadmin: 1. If you choose "Full Conversion" then Column BA (AMOUNT) and Column BB (TAXES) BOTH values will be convert based on selected Currency in (Column L). 2. If you choose "Partial Conversion" then Column BA (AMOUNT) only will be converted based on selected currency (Column L) and Column BB (TAXES) value (INR) will be added to the converted values.
Note on K390: gepadmin: 1. If you choose "Full Conversion" then Column BA (AMOUNT) and Column BB (TAXES) BOTH values will be convert based on selected Currency in (Column L). 2. If you choose "Partial Conversion" then Column BA (AMOUNT) only will be converted based on selected currency (Column L) and Column BB (TAXES) value (INR) will be added to the converted values.
Note on K391: gepadmin: 1. If you choose "Full Conversion" then Column BA (AMOUNT) and Column BB (TAXES) BOTH values will be convert based on selected Currency in (Column L). 2. If you choose "Partial Conversion" then Column BA (AMOUNT) only will be converted based on selected currency (Column L) and Column BB (TAXES) value (INR) will be added to the converted values.
Note on K392: gepadmin: 1. If you choose "Full Conversion" then Column BA (AMOUNT) and Column BB (TAXES) BOTH values will be convert based on selected Currency in (Column L). 2. If you choose "Partial Conversion" then Column BA (AMOUNT) only will be converted based on selected currency (Column L) and Column BB (TAXES) value (INR) will be added to the converted values.
Note on K393: gepadmin: 1. If you choose "Full Conversion" then Column BA (AMOUNT) and Column BB (TAXES) BOTH values will be convert based on selected Currency in (Column L). 2. If you choose "Partial Conversion" then Column BA (AMOUNT) only will be converted based on selected currency (Column L) and Column BB (TAXES) value (INR) will be added to the converted values.
Note on K394: gepadmin: 1. If you choose "Full Conversion" then Column BA (AMOUNT) and Column BB (TAXES) BOTH values will be convert based on selected Currency in (Column L). 2. If you choose "Partial Conversion" then Column BA (AMOUNT) only will be converted based on selected currency (Column L) and Column BB (TAXES) value (INR) will be added to the converted values.
Note on K395: gepadmin: 1. If you choose "Full Conversion" then Column BA (AMOUNT) and Column BB (TAXES) BOTH values will be convert based on selected Currency in (Column L). 2. If you choose "Partial Conversion" then Column BA (AMOUNT) only will be converted based on selected currency (Column L) and Column BB (TAXES) value (INR) will be added to the converted values.
Note on K396: gepadmin: 1. If you choose "Full Conversion" then Column BA (AMOUNT) and Column BB (TAXES) BOTH values will be convert based on selected Currency in (Column L). 2. If you choose "Partial Conversion" then Column BA (AMOUNT) only will be converted based on selected currency (Column L) and Column BB (TAXES) value (INR) will be added to the converted values.
Note on K397: gepadmin: 1. If you choose "Full Conversion" then Column BA (AMOUNT) and Column BB (TAXES) BOTH values will be convert based on selected Currency in (Column L). 2. If you choose "Partial Conversion" then Column BA (AMOUNT) only will be converted based on selected currency (Column L) and Column BB (TAXES) value (INR) will be added to the converted values.
Note on K398: gepadmin: 1. If you choose "Full Conversion" then Column BA (AMOUNT) and Column BB (TAXES) BOTH values will be convert based on selected Currency in (Column L). 2. If you choose "Partial Conversion" then Column BA (AMOUNT) only will be converted based on selected currency (Column L) and Column BB (TAXES) value (INR) will be added to the converted values.
Note on K399: gepadmin: 1. If you choose "Full Conversion" then Column BA (AMOUNT) and Column BB (TAXES) BOTH values will be convert based on selected Currency in (Column L). 2. If you choose "Partial Conversion" then Column BA (AMOUNT) only will be converted based on selected currency (Column L) and Column BB (TAXES) value (INR) will be added to the converted values.
Note on K400: gepadmin: 1. If you choose "Full Conversion" then Column BA (AMOUNT) and Column BB (TAXES) BOTH values will be convert based on selected Currency in (Column L). 2. If you choose "Partial Conversion" then Column BA (AMOUNT) only will be converted based on selected currency (Column L) and Column BB (TAXES) value (INR) will be added to the converted values.
Note on K401: gepadmin: 1. If you choose "Full Conversion" then Column BA (AMOUNT) and Column BB (TAXES) BOTH values will be convert based on selected Currency in (Column L). 2. If you choose "Partial Conversion" then Column BA (AMOUNT) only will be converted based on selected currency (Column L) and Column BB (TAXES) value (INR) will be added to the converted values.
Note on K402: gepadmin: 1. If you choose "Full Conversion" then Column BA (AMOUNT) and Column BB (TAXES) BOTH values will be convert based on selected Currency in (Column L). 2. If you choose "Partial Conversion" then Column BA (AMOUNT) only will be converted based on selected currency (Column L) and Column BB (TAXES) value (INR) will be added to the converted values.
Note on K403: gepadmin: 1. If you choose "Full Conversion" then Column BA (AMOUNT) and Column BB (TAXES) BOTH values will be convert based on selected Currency in (Column L). 2. If you choose "Partial Conversion" then Column BA (AMOUNT) only will be converted based on selected currency (Column L) and Column BB (TAXES) value (INR) will be added to the converted values.
Note on K404: gepadmin: 1. If you choose "Full Conversion" then Column BA (AMOUNT) and Column BB (TAXES) BOTH values will be convert based on selected Currency in (Column L). 2. If you choose "Partial Conversion" then Column BA (AMOUNT) only will be converted based on selected currency (Column L) and Column BB (TAXES) value (INR) will be added to the converted values.
Note on K405: gepadmin: 1. If you choose "Full Conversion" then Column BA (AMOUNT) and Column BB (TAXES) BOTH values will be convert based on selected Currency in (Column L). 2. If you choose "Partial Conversion" then Column BA (AMOUNT) only will be converted based on selected currency (Column L) and Column BB (TAXES) value (INR) will be added to the converted values.
Note on K406: gepadmin: 1. If you choose "Full Conversion" then Column BA (AMOUNT) and Column BB (TAXES) BOTH values will be convert based on selected Currency in (Column L). 2. If you choose "Partial Conversion" then Column BA (AMOUNT) only will be converted based on selected currency (Column L) and Column BB (TAXES) value (INR) will be added to the converted values.
Note on K407: gepadmin: 1. If you choose "Full Conversion" then Column BA (AMOUNT) and Column BB (TAXES) BOTH values will be convert based on selected Currency in (Column L). 2. If you choose "Partial Conversion" then Column BA (AMOUNT) only will be converted based on selected currency (Column L) and Column BB (TAXES) value (INR) will be added to the converted values.
Note on K408: gepadmin: 1. If you choose "Full Conversion" then Column BA (AMOUNT) and Column BB (TAXES) BOTH values will be convert based on selected Currency in (Column L). 2. If you choose "Partial Conversion" then Column BA (AMOUNT) only will be converted based on selected currency (Column L) and Column BB (TAXES) value (INR) will be added to the converted values.
Note on K409: gepadmin: 1. If you choose "Full Conversion" then Column BA (AMOUNT) and Column BB (TAXES) BOTH values will be convert based on selected Currency in (Column L). 2. If you choose "Partial Conversion" then Column BA (AMOUNT) only will be converted based on selected currency (Column L) and Column BB (TAXES) value (INR) will be added to the converted values.
Note on K410: gepadmin: 1. If you choose "Full Conversion" then Column BA (AMOUNT) and Column BB (TAXES) BOTH values will be convert based on selected Currency in (Column L). 2. If you choose "Partial Conversion" then Column BA (AMOUNT) only will be converted based on selected currency (Column L) and Column BB (TAXES) value (INR) will be added to the converted values.
Note on K411: gepadmin: 1. If you choose "Full Conversion" then Column BA (AMOUNT) and Column BB (TAXES) BOTH values will be convert based on selected Currency in (Column L). 2. If you choose "Partial Conversion" then Column BA (AMOUNT) only will be converted based on selected currency (Column L) and Column BB (TAXES) value (INR) will be added to the converted values.
Note on K412: gepadmin: 1. If you choose "Full Conversion" then Column BA (AMOUNT) and Column BB (TAXES) BOTH values will be convert based on selected Currency in (Column L). 2. If you choose "Partial Conversion" then Column BA (AMOUNT) only will be converted based on selected currency (Column L) and Column BB (TAXES) value (INR) will be added to the converted values.
Note on K413: gepadmin: 1. If you choose "Full Conversion" then Column BA (AMOUNT) and Column BB (TAXES) BOTH values will be convert based on selected Currency in (Column L). 2. If you choose "Partial Conversion" then Column BA (AMOUNT) only will be converted based on selected currency (Column L) and Column BB (TAXES) value (INR) will be added to the converted values.
Note on K414: gepadmin: 1. If you choose "Full Conversion" then Column BA (AMOUNT) and Column BB (TAXES) BOTH values will be convert based on selected Currency in (Column L). 2. If you choose "Partial Conversion" then Column BA (AMOUNT) only will be converted based on selected currency (Column L) and Column BB (TAXES) value (INR) will be added to the converted values.
Note on K415: gepadmin: 1. If you choose "Full Conversion" then Column BA (AMOUNT) and Column BB (TAXES) BOTH values will be convert based on selected Currency in (Column L). 2. If you choose "Partial Conversion" then Column BA (AMOUNT) only will be converted based on selected currency (Column L) and Column BB (TAXES) value (INR) will be added to the converted values.
Note on K416: gepadmin: 1. If you choose "Full Conversion" then Column BA (AMOUNT) and Column BB (TAXES) BOTH values will be convert based on selected Currency in (Column L). 2. If you choose "Partial Conversion" then Column BA (AMOUNT) only will be converted based on selected currency (Column L) and Column BB (TAXES) value (INR) will be added to the converted values.
Note on K417: gepadmin: 1. If you choose "Full Conversion" then Column BA (AMOUNT) and Column BB (TAXES) BOTH values will be convert based on selected Currency in (Column L). 2. If you choose "Partial Conversion" then Column BA (AMOUNT) only will be converted based on selected currency (Column L) and Column BB (TAXES) value (INR) will be added to the converted values.
Note on K418: gepadmin: 1. If you choose "Full Conversion" then Column BA (AMOUNT) and Column BB (TAXES) BOTH values will be convert based on selected Currency in (Column L). 2. If you choose "Partial Conversion" then Column BA (AMOUNT) only will be converted based on selected currency (Column L) and Column BB (TAXES) value (INR) will be added to the converted values.
Note on K419: gepadmin: 1. If you choose "Full Conversion" then Column BA (AMOUNT) and Column BB (TAXES) BOTH values will be convert based on selected Currency in (Column L). 2. If you choose "Partial Conversion" then Column BA (AMOUNT) only will be converted based on selected currency (Column L) and Column BB (TAXES) value (INR) will be added to the converted values.
Note on K420: gepadmin: 1. If you choose "Full Conversion" then Column BA (AMOUNT) and Column BB (TAXES) BOTH values will be convert based on selected Currency in (Column L). 2. If you choose "Partial Conversion" then Column BA (AMOUNT) only will be converted based on selected currency (Column L) and Column BB (TAXES) value (INR) will be added to the converted values.
Note on K421: gepadmin: 1. If you choose "Full Conversion" then Column BA (AMOUNT) and Column BB (TAXES) BOTH values will be convert based on selected Currency in (Column L). 2. If you choose "Partial Conversion" then Column BA (AMOUNT) only will be converted based on selected currency (Column L) and Column BB (TAXES) value (INR) will be added to the converted values.
Note on K422: gepadmin: 1. If you choose "Full Conversion" then Column BA (AMOUNT) and Column BB (TAXES) BOTH values will be convert based on selected Currency in (Column L). 2. If you choose "Partial Conversion" then Column BA (AMOUNT) only will be converted based on selected currency (Column L) and Column BB (TAXES) value (INR) will be added to the converted values.
Note on K423: gepadmin: 1. If you choose "Full Conversion" then Column BA (AMOUNT) and Column BB (TAXES) BOTH values will be convert based on selected Currency in (Column L). 2. If you choose "Partial Conversion" then Column BA (AMOUNT) only will be converted based on selected currency (Column L) and Column BB (TAXES) value (INR) will be added to the converted values.
Note on K424: gepadmin: 1. If you choose "Full Conversion" then Column BA (AMOUNT) and Column BB (TAXES) BOTH values will be convert based on selected Currency in (Column L). 2. If you choose "Partial Conversion" then Column BA (AMOUNT) only will be converted based on selected currency (Column L) and Column BB (TAXES) value (INR) will be added to the converted values.
Note on K425: gepadmin: 1. If you choose "Full Conversion" then Column BA (AMOUNT) and Column BB (TAXES) BOTH values will be convert based on selected Currency in (Column L). 2. If you choose "Partial Conversion" then Column BA (AMOUNT) only will be converted based on selected currency (Column L) and Column BB (TAXES) value (INR) will be added to the converted values.
Note on K426: gepadmin: 1. If you choose "Full Conversion" then Column BA (AMOUNT) and Column BB (TAXES) BOTH values will be convert based on selected Currency in (Column L). 2. If you choose "Partial Conversion" then Column BA (AMOUNT) only will be converted based on selected currency (Column L) and Column BB (TAXES) value (INR) will be added to the converted values.
Note on K427: gepadmin: 1. If you choose "Full Conversion" then Column BA (AMOUNT) and Column BB (TAXES) BOTH values will be convert based on selected Currency in (Column L). 2. If you choose "Partial Conversion" then Column BA (AMOUNT) only will be converted based on selected currency (Column L) and Column BB (TAXES) value (INR) will be added to the converted values.
Note on K428: gepadmin: 1. If you choose "Full Conversion" then Column BA (AMOUNT) and Column BB (TAXES) BOTH values will be convert based on selected Currency in (Column L). 2. If you choose "Partial Conversion" then Column BA (AMOUNT) only will be converted based on selected currency (Column L) and Column BB (TAXES) value (INR) will be added to the converted values.
Note on K429: gepadmin: 1. If you choose "Full Conversion" then Column BA (AMOUNT) and Column BB (TAXES) BOTH values will be convert based on selected Currency in (Column L). 2. If you choose "Partial Conversion" then Column BA (AMOUNT) only will be converted based on selected currency (Column L) and Column BB (TAXES) value (INR) will be added to the converted values.
Note on K430: gepadmin: 1. If you choose "Full Conversion" then Column BA (AMOUNT) and Column BB (TAXES) BOTH values will be convert based on selected Currency in (Column L). 2. If you choose "Partial Conversion" then Column BA (AMOUNT) only will be converted based on selected currency (Column L) and Column BB (TAXES) value (INR) will be added to the converted values.
Note on K431: gepadmin: 1. If you choose "Full Conversion" then Column BA (AMOUNT) and Column BB (TAXES) BOTH values will be convert based on selected Currency in (Column L). 2. If you choose "Partial Conversion" then Column BA (AMOUNT) only will be converted based on selected currency (Column L) and Column BB (TAXES) value (INR) will be added to the converted values.
Note on K432: gepadmin: 1. If you choose "Full Conversion" then Column BA (AMOUNT) and Column BB (TAXES) BOTH values will be convert based on selected Currency in (Column L). 2. If you choose "Partial Conversion" then Column BA (AMOUNT) only will be converted based on selected currency (Column L) and Column BB (TAXES) value (INR) will be added to the converted values.
Note on K433: gepadmin: 1. If you choose "Full Conversion" then Column BA (AMOUNT) and Column BB (TAXES) BOTH values will be convert based on selected Currency in (Column L). 2. If you choose "Partial Conversion" then Column BA (AMOUNT) only will be converted based on selected currency (Column L) and Column BB (TAXES) value (INR) will be added to the converted values.
Note on K434: gepadmin: 1. If you choose "Full Conversion" then Column BA (AMOUNT) and Column BB (TAXES) BOTH values will be convert based on selected Currency in (Column L). 2. If you choose "Partial Conversion" then Column BA (AMOUNT) only will be converted based on selected currency (Column L) and Column BB (TAXES) value (INR) will be added to the converted values.
Note on K435: gepadmin: 1. If you choose "Full Conversion" then Column BA (AMOUNT) and Column BB (TAXES) BOTH values will be convert based on selected Currency in (Column L). 2. If you choose "Partial Conversion" then Column BA (AMOUNT) only will be converted based on selected currency (Column L) and Column BB (TAXES) value (INR) will be added to the converted values.
Note on K436: gepadmin: 1. If you choose "Full Conversion" then Column BA (AMOUNT) and Column BB (TAXES) BOTH values will be convert based on selected Currency in (Column L). 2. If you choose "Partial Conversion" then Column BA (AMOUNT) only will be converted based on selected currency (Column L) and Column BB (TAXES) value (INR) will be added to the converted values.
Note on K437: gepadmin: 1. If you choose "Full Conversion" then Column BA (AMOUNT) and Column BB (TAXES) BOTH values will be convert based on selected Currency in (Column L). 2. If you choose "Partial Conversion" then Column BA (AMOUNT) only will be converted based on selected currency (Column L) and Column BB (TAXES) value (INR) will be added to the converted values.
Note on K438: gepadmin: 1. If you choose "Full Conversion" then Column BA (AMOUNT) and Column BB (TAXES) BOTH values will be convert based on selected Currency in (Column L). 2. If you choose "Partial Conversion" then Column BA (AMOUNT) only will be converted based on selected currency (Column L) and Column BB (TAXES) value (INR) will be added to the converted values.
Note on K439: gepadmin: 1. If you choose "Full Conversion" then Column BA (AMOUNT) and Column BB (TAXES) BOTH values will be convert based on selected Currency in (Column L). 2. If you choose "Partial Conversion" then Column BA (AMOUNT) only will be converted based on selected currency (Column L) and Column BB (TAXES) value (INR) will be added to the converted values.
Note on K440: gepadmin: 1. If you choose "Full Conversion" then Column BA (AMOUNT) and Column BB (TAXES) BOTH values will be convert based on selected Currency in (Column L). 2. If you choose "Partial Conversion" then Column BA (AMOUNT) only will be converted based on selected currency (Column L) and Column BB (TAXES) value (INR) will be added to the converted values.
Note on K441: gepadmin: 1. If you choose "Full Conversion" then Column BA (AMOUNT) and Column BB (TAXES) BOTH values will be convert based on selected Currency in (Column L). 2. If you choose "Partial Conversion" then Column BA (AMOUNT) only will be converted based on selected currency (Column L) and Column BB (TAXES) value (INR) will be added to the converted values.
Note on K442: gepadmin: 1. If you choose "Full Conversion" then Column BA (AMOUNT) and Column BB (TAXES) BOTH values will be convert based on selected Currency in (Column L). 2. If you choose "Partial Conversion" then Column BA (AMOUNT) only will be converted based on selected currency (Column L) and Column BB (TAXES) value (INR) will be added to the converted values.
Note on K443: gepadmin: 1. If you choose "Full Conversion" then Column BA (AMOUNT) and Column BB (TAXES) BOTH values will be convert based on selected Currency in (Column L). 2. If you choose "Partial Conversion" then Column BA (AMOUNT) only will be converted based on selected currency (Column L) and Column BB (TAXES) value (INR) will be added to the converted values.
Note on K444: gepadmin: 1. If you choose "Full Conversion" then Column BA (AMOUNT) and Column BB (TAXES) BOTH values will be convert based on selected Currency in (Column L). 2. If you choose "Partial Conversion" then Column BA (AMOUNT) only will be converted based on selected currency (Column L) and Column BB (TAXES) value (INR) will be added to the converted values.
Note on K445: gepadmin: 1. If you choose "Full Conversion" then Column BA (AMOUNT) and Column BB (TAXES) BOTH values will be convert based on selected Currency in (Column L). 2. If you choose "Partial Conversion" then Column BA (AMOUNT) only will be converted based on selected currency (Column L) and Column BB (TAXES) value (INR) will be added to the converted values.
Note on K446: gepadmin: 1. If you choose "Full Conversion" then Column BA (AMOUNT) and Column BB (TAXES) BOTH values will be convert based on selected Currency in (Column L). 2. If you choose "Partial Conversion" then Column BA (AMOUNT) only will be converted based on selected currency (Column L) and Column BB (TAXES) value (INR) will be added to the converted values.
Note on K447: gepadmin: 1. If you choose "Full Conversion" then Column BA (AMOUNT) and Column BB (TAXES) BOTH values will be convert based on selected Currency in (Column L). 2. If you choose "Partial Conversion" then Column BA (AMOUNT) only will be converted based on selected currency (Column L) and Column BB (TAXES) value (INR) will be added to the converted values.
Note on K448: gepadmin: 1. If you choose "Full Conversion" then Column BA (AMOUNT) and Column BB (TAXES) BOTH values will be convert based on selected Currency in (Column L). 2. If you choose "Partial Conversion" then Column BA (AMOUNT) only will be converted based on selected currency (Column L) and Column BB (TAXES) value (INR) will be added to the converted values.
Note on K449: gepadmin: 1. If you choose "Full Conversion" then Column BA (AMOUNT) and Column BB (TAXES) BOTH values will be convert based on selected Currency in (Column L). 2. If you choose "Partial Conversion" then Column BA (AMOUNT) only will be converted based on selected currency (Column L) and Column BB (TAXES) value (INR) will be added to the converted values.
Note on K450: gepadmin: 1. If you choose "Full Conversion" then Column BA (AMOUNT) and Column BB (TAXES) BOTH values will be convert based on selected Currency in (Column L). 2. If you choose "Partial Conversion" then Column BA (AMOUNT) only will be converted based on selected currency (Column L) and Column BB (TAXES) value (INR) will be added to the converted values.
Note on K451: gepadmin: 1. If you choose "Full Conversion" then Column BA (AMOUNT) and Column BB (TAXES) BOTH values will be convert based on selected Currency in (Column L). 2. If you choose "Partial Conversion" then Column BA (AMOUNT) only will be converted based on selected currency (Column L) and Column BB (TAXES) value (INR) will be added to the converted values.
Note on K452: gepadmin: 1. If you choose "Full Conversion" then Column BA (AMOUNT) and Column BB (TAXES) BOTH values will be convert based on selected Currency in (Column L). 2. If you choose "Partial Conversion" then Column BA (AMOUNT) only will be converted based on selected currency (Column L) and Column BB (TAXES) value (INR) will be added to the converted values.
Note on K453: gepadmin: 1. If you choose "Full Conversion" then Column BA (AMOUNT) and Column BB (TAXES) BOTH values will be convert based on selected Currency in (Column L). 2. If you choose "Partial Conversion" then Column BA (AMOUNT) only will be converted based on selected currency (Column L) and Column BB (TAXES) value (INR) will be added to the converted values.
Note on K454: gepadmin: 1. If you choose "Full Conversion" then Column BA (AMOUNT) and Column BB (TAXES) BOTH values will be convert based on selected Currency in (Column L). 2. If you choose "Partial Conversion" then Column BA (AMOUNT) only will be converted based on selected currency (Column L) and Column BB (TAXES) value (INR) will be added to the converted values.
Note on K455: gepadmin: 1. If you choose "Full Conversion" then Column BA (AMOUNT) and Column BB (TAXES) BOTH values will be convert based on selected Currency in (Column L). 2. If you choose "Partial Conversion" then Column BA (AMOUNT) only will be converted based on selected currency (Column L) and Column BB (TAXES) value (INR) will be added to the converted values.
Note on K456: gepadmin: 1. If you choose "Full Conversion" then Column BA (AMOUNT) and Column BB (TAXES) BOTH values will be convert based on selected Currency in (Column L). 2. If you choose "Partial Conversion" then Column BA (AMOUNT) only will be converted based on selected currency (Column L) and Column BB (TAXES) value (INR) will be added to the converted values.
Note on K457: gepadmin: 1. If you choose "Full Conversion" then Column BA (AMOUNT) and Column BB (TAXES) BOTH values will be convert based on selected Currency in (Column L). 2. If you choose "Partial Conversion" then Column BA (AMOUNT) only will be converted based on selected currency (Column L) and Column BB (TAXES) value (INR) will be added to the converted values.
Note on K458: gepadmin: 1. If you choose "Full Conversion" then Column BA (AMOUNT) and Column BB (TAXES) BOTH values will be convert based on selected Currency in (Column L). 2. If you choose "Partial Conversion" then Column BA (AMOUNT) only will be converted based on selected currency (Column L) and Column BB (TAXES) value (INR) will be added to the converted values.
Note on K459: gepadmin: 1. If you choose "Full Conversion" then Column BA (AMOUNT) and Column BB (TAXES) BOTH values will be convert based on selected Currency in (Column L). 2. If you choose "Partial Conversion" then Column BA (AMOUNT) only will be converted based on selected currency (Column L) and Column BB (TAXES) value (INR) will be added to the converted values.
Note on K460: gepadmin: 1. If you choose "Full Conversion" then Column BA (AMOUNT) and Column BB (TAXES) BOTH values will be convert based on selected Currency in (Column L). 2. If you choose "Partial Conversion" then Column BA (AMOUNT) only will be converted based on selected currency (Column L) and Column BB (TAXES) value (INR) will be added to the converted values.
Note on K461: gepadmin: 1. If you choose "Full Conversion" then Column BA (AMOUNT) and Column BB (TAXES) BOTH values will be convert based on selected Currency in (Column L). 2. If you choose "Partial Conversion" then Column BA (AMOUNT) only will be converted based on selected currency (Column L) and Column BB (TAXES) value (INR) will be added to the converted values.
Note on K462: gepadmin: 1. If you choose "Full Conversion" then Column BA (AMOUNT) and Column BB (TAXES) BOTH values will be convert based on selected Currency in (Column L). 2. If you choose "Partial Conversion" then Column BA (AMOUNT) only will be converted based on selected currency (Column L) and Column BB (TAXES) value (INR) will be added to the converted values.
Note on K463: gepadmin: 1. If you choose "Full Conversion" then Column BA (AMOUNT) and Column BB (TAXES) BOTH values will be convert based on selected Currency in (Column L). 2. If you choose "Partial Conversion" then Column BA (AMOUNT) only will be converted based on selected currency (Column L) and Column BB (TAXES) value (INR) will be added to the converted values.
Note on K464: gepadmin: 1. If you choose "Full Conversion" then Column BA (AMOUNT) and Column BB (TAXES) BOTH values will be convert based on selected Currency in (Column L). 2. If you choose "Partial Conversion" then Column BA (AMOUNT) only will be converted based on selected currency (Column L) and Column BB (TAXES) value (INR) will be added to the converted values.
Note on K465: gepadmin: 1. If you choose "Full Conversion" then Column BA (AMOUNT) and Column BB (TAXES) BOTH values will be convert based on selected Currency in (Column L). 2. If you choose "Partial Conversion" then Column BA (AMOUNT) only will be converted based on selected currency (Column L) and Column BB (TAXES) value (INR) will be added to the converted values.
Note on K466: gepadmin: 1. If you choose "Full Conversion" then Column BA (AMOUNT) and Column BB (TAXES) BOTH values will be convert based on selected Currency in (Column L). 2. If you choose "Partial Conversion" then Column BA (AMOUNT) only will be converted based on selected currency (Column L) and Column BB (TAXES) value (INR) will be added to the converted values.
Note on K467: gepadmin: 1. If you choose "Full Conversion" then Column BA (AMOUNT) and Column BB (TAXES) BOTH values will be convert based on selected Currency in (Column L). 2. If you choose "Partial Conversion" then Column BA (AMOUNT) only will be converted based on selected currency (Column L) and Column BB (TAXES) value (INR) will be added to the converted values.
Note on K468: gepadmin: 1. If you choose "Full Conversion" then Column BA (AMOUNT) and Column BB (TAXES) BOTH values will be convert based on selected Currency in (Column L). 2. If you choose "Partial Conversion" then Column BA (AMOUNT) only will be converted based on selected currency (Column L) and Column BB (TAXES) value (INR) will be added to the converted values.
Note on K469: gepadmin: 1. If you choose "Full Conversion" then Column BA (AMOUNT) and Column BB (TAXES) BOTH values will be convert based on selected Currency in (Column L). 2. If you choose "Partial Conversion" then Column BA (AMOUNT) only will be converted based on selected currency (Column L) and Column BB (TAXES) value (INR) will be added to the converted values.
Note on K470: gepadmin: 1. If you choose "Full Conversion" then Column BA (AMOUNT) and Column BB (TAXES) BOTH values will be convert based on selected Currency in (Column L). 2. If you choose "Partial Conversion" then Column BA (AMOUNT) only will be converted based on selected currency (Column L) and Column BB (TAXES) value (INR) will be added to the converted values.
Note on K471: gepadmin: 1. If you choose "Full Conversion" then Column BA (AMOUNT) and Column BB (TAXES) BOTH values will be convert based on selected Currency in (Column L). 2. If you choose "Partial Conversion" then Column BA (AMOUNT) only will be converted based on selected currency (Column L) and Column BB (TAXES) value (INR) will be added to the converted values.
Note on K472: gepadmin: 1. If you choose "Full Conversion" then Column BA (AMOUNT) and Column BB (TAXES) BOTH values will be convert based on selected Currency in (Column L). 2. If you choose "Partial Conversion" then Column BA (AMOUNT) only will be converted based on selected currency (Column L) and Column BB (TAXES) value (INR) will be added to the converted values.
Note on K473: gepadmin: 1. If you choose "Full Conversion" then Column BA (AMOUNT) and Column BB (TAXES) BOTH values will be convert based on selected Currency in (Column L). 2. If you choose "Partial Conversion" then Column BA (AMOUNT) only will be converted based on selected currency (Column L) and Column BB (TAXES) value (INR) will be added to the converted values.
Note on K474: gepadmin: 1. If you choose "Full Conversion" then Column BA (AMOUNT) and Column BB (TAXES) BOTH values will be convert based on selected Currency in (Column L). 2. If you choose "Partial Conversion" then Column BA (AMOUNT) only will be converted based on selected currency (Column L) and Column BB (TAXES) value (INR) will be added to the converted values.
Validate
Print
Help

## Macros
Please Enable Macros to View BoQ information