## BoQ1 (hidden)
Percentage BoQ
BoQ_Ver3.0 | Percentage | Normal | INR Only | INR
Select, At Par, Excess (+), Less (-) |  | IOCL
Tender Inviting Authority: Superintending Engineer, IWD IITK
Name of Work: Annual Operation and Maintenance Contract (AOMC) of 1 no.33/11 KV substation, 13 no's 11/0.433 KV substations and PLC Panel, AMF panels & LT panels of all DG sets and petty electrical works of substations, underground distribution system, feeder pillars installed at IIT Kanpur Campus & NOIDA Centre IIT K.
Contract No: 36/EE/Elect/2024
Name of the Bidder/ Bidding Firm / Company :
PRICE SCHEDULE (This BOQ template must not be modified/replaced by the bidder and the same should be uploaded after filling the relevent columns, else the bidder is liable to be rejected for this tender. Bidders are allowed to enter the Bidder Name and Values only )
NUMBER # | TEXT # | TEXT # | NUMBER # | TEXT # | NUMBER | NUMBER | TEXT | TEXT # | NUMBER # | TEXT# | TEXT # | NUMBER # | NUMBER | NUMBER | NUMBER | NUMBER | TEXT | TEXT | NUMBER | NUMBER | NUMBER | NUMBER | TEXT | TEXT | NUMBER | NUMBER | NUMBER | NUMBER | TEXT | TEXT | NUMBER | NUMBER | NUMBER | NUMBER | TEXT | TEXT | NUMBER | NUMBER | NUMBER | NUMBER | TEXT | TEXT | NUMBER | NUMBER | NUMBER # | NUMBER # | TEXT | TEXT | NUMBER # | NUMBER # | DATE | NUMBER # | NUMBER # | TEXT #
Sl. No. | Item Description | Item Code / Make | Quantity | Units | Estimated Rate in Rs. P |  |  | Addition / Deduction | Addition / Deduction Values | Currency Convertion against each Item | Quoted Currency in INR / Other Currency | BASIC RATE In Figures To be entered by the Bidder Rs. P | Excise Duty | VAT | Freight Charges ( Unloading & Stacking) | Any Other Taxes/Duties/Levies |  |  | Other Taxes 2 | IIIrd Party i.e DGS&D / RITES etc Inspection Charges @0.34%+Service Tax | Less for Cenvat Credit,if any respect of Supplies Under full Excise Duty Category | [30 empty] | TOTAL AMOUNT Without Taxes in Rs. P | TOTAL AMOUNT With Taxes | TOTAL AMOUNT In Words
1 | 2 | 3 | 3 | 4 | 5 | 7 | 8 | 9 | 10 | 11 | 12 | 13 | 14 | 15 | 16 | 17 | 18 | 19 | 20 | 21 | 22 | 23 | 24 | 25 | 26 | 27 | 28 | 29 | 30 | 31 | 32 | 33 | 34 | 35 | 36 | 37 | 38 | 39 | 40 | 41 | 42 | 43 | 44 | 45 | 46 | 47 | 48 | 49 | 50 | 51 | 52 | 6 | 54 | 7
1 | Part-A: Day to day round the clock operation of 33/11 Kv substation (1 no.) & 11/0.433KV substations (12 no's) etc installed at different location in campus and attending emergency breakdown/faults and no light complaints in whole campus round the clock , seven days in a week as required complete, as directed by the EngineerIn-charge. Skilled (Trained Electrician)- 02 Nos., Semiskilled (Trained Electrician) -10 Nos. and Unskilled (Trained Helper) - 06 Nos | Item1 | 12 | Months | 425753 |  |  | Excess(+) | 1 | Full Conversion | INR | [40 empty] | #VALUE! | #VALUE! | #VALUE! | 1.01 | Supplying, Conveying and fixing spls. Including eart | item1 | 123.223 | Nos
2 | Supply of consumables items: | item2 | [52 empty] | 1.02 | Construction of chamber for 100mm sluice plates | item2 | 213 | Nos
2.01 | Supply of leather Tool Bag big size Make: Stanley 93-224 | item3 | 3 | Nos | 2462 |  |  | Excess(+) | 1 | Full Conversion | INR | [40 empty] | #VALUE! | #VALUE! | #VALUE! | 2 | Construction of chamber for 100mm sluices valve | item3 | 10 | Nos
2.02 | Supply of Safety Shoes make: Jama/ Red Tape/ISI marked | item4 | 18 | Nos | 805 |  |  | Excess(+) | 1 | Full Conversion | INR | [40 empty] | #VALUE! | #VALUE! | #VALUE! | 3 | Supplying, Conveying and fixing spls. Including ea | item4 | 10 | Nos
2.03 | Supply of Uniform Dress for workers | item5 | 18 | Nos | 920 |  |  | Excess(+) | 1 | Full Conversion | INR | [40 empty] | #VALUE! | #VALUE! | #VALUE! | 1.01 | Supplying, Conveying and fixing spls. Including eart | item1 | 123.223 | Nos
2.04 | Supply of Multimeter make Rishad/Difit/ISI marked | Item6 | 10 | Nos | 2300 |  |  | Excess(+) | 1 | Full Conversion | INR | [40 empty] | #VALUE! | #VALUE! | #VALUE! | 1.02 | Construction of chamber for 100mm sluice plates | item2 | 213 | Nos
2.05 | Supply of Electrical tester Make :Py/Tapariy | Item7 | 40 | Nos | 54 |  |  | Excess(+) | 1 | Full Conversion | INR | [40 empty] | #VALUE! | #VALUE! | #VALUE! | 2 | Construction of chamber for 100mm sluices valve | item3 | 10 | Nos
2.06 | Supply of Combination Plier Make :Py/Tapariya | Item8 | 20 | Nos | 263 |  |  | Excess(+) | 1 | Full Conversion | INR | [40 empty] | #VALUE! | #VALUE! | #VALUE! | 3 | Supplying, Conveying and fixing spls. Including ea | item4 | 10 | Nos
2.07 | Supply of Cutting Plier/wire striper Make :Py/Tapariya | Item9 | 20 | Nos | 253 |  |  | Excess(+) | 1 | Full Conversion | INR | [40 empty] | #VALUE! | #VALUE! | #VALUE! | 1.01 | Supplying, Conveying and fixing spls. Including eart | item1 | 123.223 | Nos
2.08 | Supply of D-Spanner set Make :Py/Tapariya | Item10 | 10 | Nos | 336 |  |  | Excess(+) | 1 | Full Conversion | INR | [40 empty] | #VALUE! | #VALUE! | #VALUE! | 1.02 | Construction of chamber for 100mm sluice plates | item2 | 213 | Nos
2.09 | Supply of Box Spanner set (set of 6) Make :Py/Tapariya | Item11 | 10 | Nos | 754 |  |  | Excess(+) | 1 | Full Conversion | INR | [40 empty] | #VALUE! | #VALUE! | #VALUE! | 2 | Construction of chamber for 100mm sluices valve | item3 | 10 | Nos
2.1 | Supply of Ring spanner (set of 8) Make :Py/Tapariya | Item12 | 10 | Nos | 759 |  |  | Excess(+) | 1 | Full Conversion | INR | [40 empty] | #VALUE! | #VALUE! | #VALUE! | 1.01 | Supplying, Conveying and fixing spls. Including eart | item1 | 123.223 | Nos
2.11 | Suply of Dusters cloth | Item13 | 50 | Nos | 19 |  |  | Excess(+) | 1 | Full Conversion | INR | [40 empty] | #VALUE! | #VALUE! | #VALUE! | 1.02 | Construction of chamber for 100mm sluice plates | item2 | 213 | Nos
2.12 | Supply of LT Electrical tape*(6 mtr) Make :Steel Grip | Item14 | 1000 | Nos | 13.5 |  |  | Excess(+) | 1 | Full Conversion | INR | [40 empty] | #VALUE! | #VALUE! | #VALUE! | 2 | Construction of chamber for 100mm sluices valve | item3 | 10 | Nos
2.13 | Supply of HT Electrical tape* (18.5 mtr) Make :Steel Grip | Item15 | 200 | Nos | 327.79 |  |  | Excess(+) | 1 | Full Conversion | INR | [40 empty] | #VALUE! | #VALUE! | #VALUE! | 3 | Supplying, Conveying and fixing spls. Including ea | item4 | 10 | Nos
2.14 | Supply of Adjustable spanner (set of 3) Make :Py/Tapariya | Item16 | 10 | Nos | 837 |  |  | Excess(+) | 1 | Full Conversion | INR | [40 empty] | #VALUE! | #VALUE! | #VALUE! | 1.02 | Construction of chamber for 100mm sluice plates | item2 | 213 | Nos
2.15 | Supply of Pipe wrinch 12" Make :Py/Tapariya | Item17 | 10 | Nos | 358 |  |  | Excess(+) | 1 | Full Conversion | INR | [40 empty] | #VALUE! | #VALUE! | #VALUE! | 2 | Construction of chamber for 100mm sluices valve | item3 | 10 | Nos
2.16 | Supply of Allen key set (MM) Make :Py/Tapariya | Item18 | 10 | Nos | 250 |  |  | Excess(+) | 1 | Full Conversion | INR | [40 empty] | #VALUE! | #VALUE! | #VALUE! | 3 | Supplying, Conveying and fixing spls. Including ea | item4 | 10 | Nos
2.17 | Supply of Allen key set (Inch) Make :Py/Tapariya | Item19 | 10 | Nos | 276 |  |  | Excess(+) | 1 | Full Conversion | INR | [40 empty] | #VALUE! | #VALUE! | #VALUE! | 1.01 | Supplying, Conveying and fixing spls. Including eart | item1 | 123.223 | Nos
2.18 | Supply of Screw driver set of 5no's all sizs Make :Py/Tapariya | Item20 | 20 | Nos | 253 |  |  | Excess(+) | 1 | Full Conversion | INR | [40 empty] | #VALUE! | #VALUE! | #VALUE! | 1.02 | Construction of chamber for 100mm sluice plates | item2 | 213 | Nos
2.19 | Supply of Screw driver-300mm Make :Py/Tapariya | Item21 | 20 | Nos | 191 |  |  | Excess(+) | 1 | Full Conversion | INR | [40 empty] | #VALUE! | #VALUE! | #VALUE! | 2 | Construction of chamber for 100mm sluices valve | item3 | 10 | Nos
2.2 | Supply of 33/11KV Substation log book for 12 month as per format provded by department. | Item22 | 20 | Nos | 397 |  |  | Excess(+) | 1 | Full Conversion | INR | [40 empty] | #VALUE! | #VALUE! | #VALUE! | 3 | Supplying, Conveying and fixing spls. Including ea | item4 | 10 | Nos
2.21 | Supply of 11kv/433v Substation log book for 12 month as per format provded by department. | Item23 | 20 | Nos | 207 |  |  | Excess(+) | 1 | Full Conversion | INR | [40 empty] | #VALUE! | #VALUE! | #VALUE! | 1.01 | Supplying, Conveying and fixing spls. Including eart | item1 | 123.223 | Nos
2.22 | Supply of Tong Tester Make :Py/Tapariya | Item24 | 10 | Nos | 2070 |  |  | Excess(+) | 1 | Full Conversion | INR | [40 empty] | #VALUE! | #VALUE! | #VALUE! | 1.02 | Construction of chamber for 100mm sluice plates | item2 | 213 | Nos
2.23 | Supply of Hacksaw with frame ISI marked | Item25 | 10 | Nos | 476 |  |  | Excess(+) | 1 | Full Conversion | INR | [40 empty] | #VALUE! | #VALUE! | #VALUE! | 2 | Construction of chamber for 100mm sluices valve | item3 | 10 | Nos
2.24 | Supply of Electrical Knife ISI marked | Item26 | 10 | Nos | 46 |  |  | Excess(+) | 1 | Full Conversion | INR | [40 empty] | #VALUE! | #VALUE! | #VALUE! | 1.01 | Supplying, Conveying and fixing spls. Including eart | item1 | 123.223 | Nos
2.25 | Supply of Gloves H.T voltage( working potentiol @ 33KV) Make :Jyoti/Vidyut | Item27 | 3 | Nos | 2415 |  |  | Excess(+) | 1 | Full Conversion | INR | [40 empty] | #VALUE! | #VALUE! | #VALUE! | 1.02 | Construction of chamber for 100mm sluice plates | item2 | 213 | Nos
2.26 | Supply of LED Torch 3/4 cell Make :Havells/Everyday | Item28 | 10 | Nos | 1117 |  |  | Excess(+) | 1 | Full Conversion | INR | [40 empty] | #VALUE! | #VALUE! | #VALUE! | 2 | Construction of chamber for 100mm sluices valve | item3 | 10 | Nos
2.27 | Supply of Multipurpose wall supporting rope Extension Ladder (Heavy duty alumiium double step ladder industrial,outdoor purpose 9 foot extendble up to 15foot) | Item29 | 2 | Nos | 9686 |  |  | Excess(+) | 1 | Full Conversion | INR | [40 empty] | #VALUE! | #VALUE! | #VALUE! | 3 | Supplying, Conveying and fixing spls. Including ea | item4 | 10 | Nos
2.28 | Supply of 6 step railing maple ladder mild steel ladder with aluminium steps | Item30 | 2 | Nos | 3898 |  |  | Excess(+) | 1 | Full Conversion | INR | [40 empty] | #VALUE! | #VALUE! | #VALUE! | 1.02 | Construction of chamber for 100mm sluice plates | item2 | 213 | Nos
2.29 | Supply 20 feet (20 steps) multipurpose foldable aluminium ladder with scarfolding plates and platform for outdoor use: product dimensions 38Wx12.67Dx157H centimeters,15.4kg load capacity 150kg, maximum height 20 foot | Item31 | 2 | Nos | 13253 |  |  | Excess(+) | 1 | Full Conversion | INR | [40 empty] | #VALUE! | #VALUE! | #VALUE! | 2 | Construction of chamber for 100mm sluices valve | item3 | 10 | Nos
3 | Part-B: Annual maintenance of 33/11 KV sub-station comprising three nos. 10/12.5 MVA , ONAN / ONAF transformers along with OLTC, out door type SF6 filled 36 KV breakers, Vaccum circuit breakers their controlling TNC, interlocking,relays,metering with CT, PT, battery charger with batteries,RTU panel,CCTV cameras with monitor, 33 KV yard,levelling of gitti,digging,grass removing complete as good as required and as per the scope of works defned in the specification or as directed by the Engineer In-Charge for smooth functioning of sub-stations.(Details in Annexure-1) i/c replacement of panel locks, indicating lamps. | Item32 | 12 | Months | 21241 |  |  | Excess(+) | 1 | Full Conversion | INR | [40 empty] | #VALUE! | #VALUE! | #VALUE! | 3 | Supplying, Conveying and fixing spls. Including ea | item4 | 10 | Nos
4 | Annual maintenance of 11/.433 KV sub-station No. 1,2,3,4,5,6,7,8,9,10,11,12 installed at various locations in IIT Kanpur campus & 1 no. 11/.433 KV substation at Noida Extension centre of IIT kanpur including transformers, HT panels their bus ducts, capacitor panel, main LT power distribution panel and DG LT distribuion panel with ACB, MCCB, SFU/FSU, their controlling TNC, interlocking, RTU panel,all meters,relays,CCTV cameras etc as required complete as required and as per the scope of works defned in the specification or as directed by the Engineer In-Charge for smooth functioning of sub-stations.(Details in Annexure-2) i/c replacement of panel locks,indicating lamps, maintenance of building internal & external electrical works/services, i/c meggaring of cables & isolation of the faults and resuming the electrical services as and when required at Substations, etc. I/c supply of atleast 1 no. electrical supervisor, electrician 2nos.( skilled) & 2 no. electrician (un skilled) 24x7 hrs throughout year. | Item33 | 12 | Months | 247466 |  |  | Excess(+) | 1 | Full Conversion | INR | [40 empty] | #VALUE! | #VALUE! | #VALUE! | 1.01 | Supplying, Conveying and fixing spls. Including eart | item1 | 123.223 | Nos
5 | Annual maintenance of PLC panels, AMF panels of DG and its LT distribution panels installed at all the sub-stations and installed at various locations in IIT Kanpur campus & Noida extension centre of IIT Kanpur complete i/c replacement of panel locks,indicating lamps.(Annexure-3) | Item34 | 12 | Months | 58619 |  |  | Excess(+) | 1 | Full Conversion | INR | [40 empty] | #VALUE! | #VALUE! | #VALUE! | 1.02 | Construction of chamber for 100mm sluice plates | item2 | 213 | Nos
6 | Supply of following spare items. (Installation cost of these items are included in part-B(item No.3,4,5) | Item35 | [52 empty] | 2 | Construction of chamber for 100mm sluices valve | item3 | 10 | Nos
6.01 | Supply of TNC switch suitable for 11KV breaker in exising in HT/LT panel complete as direted by engineer in-charge. | Item36 | 15 | Nos | 838 |  |  | Excess(+) | 1 | Full Conversion | INR | [40 empty] | #VALUE! | #VALUE! | #VALUE! | 3 | Supplying, Conveying and fixing spls. Including ea | item4 | 10 | Nos
6.02 | Supply of silica gel breather(2Kg) for 11/0.433Kv transformers | Item37 | 5 | Nos | 2497 |  |  | Excess(+) | 1 | Full Conversion | INR | [40 empty] | #VALUE! | #VALUE! | #VALUE! | 1.01 | Supplying, Conveying and fixing spls. Including eart | item1 | 123.223 | Nos
6.03 | Supply of silica gel breather(3Kg) for 11/0.433Kv transformers | Item38 | 5 | Nos | 2962 |  |  | Excess(+) | 1 | Full Conversion | INR | [40 empty] | #VALUE! | #VALUE! | #VALUE! | 1.02 | Construction of chamber for 100mm sluice plates | item2 | 213 | Nos
6.04 | Supply of 3 phase LED ammeter class 1,inpu voltage measurement range 50-520V AC (P-P),aux supply 80-300 VAC,CT secondary site selectable 1A/5A,flush mounting 96x96 mm, inbuilt selectror switch for 3 phase meters,CT/PT site programmable,frequency parameter avalable in 3phVoltmeter additionally. | Item39 | 5 | Nos | 930 |  |  | Excess(+) | 1 | Full Conversion | INR | [40 empty] | #VALUE! | #VALUE! | #VALUE! | 2 | Construction of chamber for 100mm sluices valve | item3 | 10 | Nos
6.05 | Supply of 3 phase LED voltmeter class 1,inpu voltage measurement range 50-520V AC (P-P),aux supply 80-300 VAC,CT secondary site selectable 1A/5A,flush mounting 96x96 mm, inbuilt selectror switch for 3 phase meters,CT/PT site programmable,frequency parameter avalable in 3phVoltmeter additionally. | Item40 | 5 | Nos | 930 |  |  | Excess(+) | 1 | Full Conversion | INR | [40 empty] | #VALUE! | #VALUE! | #VALUE! | 1.01 | Supplying, Conveying and fixing spls. Including eart | item1 | 123.223 | Nos
6.06 | Supply of 3 phase LED KWH meter class 1,inpu voltage measurement range 50-520V AC (P-P),aux supply 80-300 VAC,CT secondary site selectable 1A/5A,flush mounting 96x96 mm, inbuilt selectror switch for 3 phase meters,CT/PT site programmable,frequency parameter auto scaling of kilo,mega and giga, Parameters site selectable KWH/KVA/PF/W, old energy. | Item41 | 5 | Nos | 2580 |  |  | Excess(+) | 1 | Full Conversion | INR | [40 empty] | #VALUE! | #VALUE! | #VALUE! | 1.02 | Construction of chamber for 100mm sluice plates | item2 | 213 | Nos
6.07 | Supply of transformer oil as per IS-335 drum , 209 liters each. | Item42 | 5 | Nos | 23617 |  |  | Excess(+) | 1 | Full Conversion | INR | [40 empty] | #VALUE! | #VALUE! | #VALUE! | 2 | Construction of chamber for 100mm sluices valve | item3 | 10 | Nos
7 | Petty electrical works of substations, underground distribution system and feeder pillars: Supplying and drawing following sizes of FRLS PVC insulated copper conductor, single core cable in the xisting surface/ recessed steel/ PVC conduit as required. | Item43 | [52 empty] | 3 | Supplying, Conveying and fixing spls. Including ea | item4 | 10 | Nos
7.1 | 2 x 1.5 Sqmm. | Item44 | 50 | Mtr. | 61 |  |  | Excess(+) | 1 | Full Conversion | INR | [40 empty] | #VALUE! | #VALUE! | #VALUE! | 1.02 | Construction of chamber for 100mm sluice plates | item2 | 213 | Nos
7.2 | 2 x 4 Sqmm. | Item45 | 50 | Mtr. | 129 |  |  | Excess(+) | 1 | Full Conversion | INR | [40 empty] | #VALUE! | #VALUE! | #VALUE! | 2 | Construction of chamber for 100mm sluices valve | item3 | 10 | Nos
7.3 | 2 x 6 Sqmm. | Item46 | 50 | Mtr. | 189 |  |  | Excess(+) | 1 | Full Conversion | INR | [40 empty] | #VALUE! | #VALUE! | #VALUE! | 3 | Supplying, Conveying and fixing spls. Including ea | item4 | 10 | Nos
8 | Supplying and drawing of following sizes of FR PVC insulated unarmoured copper conductor, single core cable in the existing surface/ recessed steel/ PVC conduit as required. | Item47 | [52 empty] | 1.01 | Supplying, Conveying and fixing spls. Including eart | item1 | 123.223 | Nos
8.1 | 3 x 10 sq. mm | Item48 | 25 | Mtr. | 531 |  |  | Excess(+) | 1 | Full Conversion | INR | [40 empty] | #VALUE! | #VALUE! | #VALUE! | 1.02 | Construction of chamber for 100mm sluice plates | item2 | 213 | Nos
8.2 | 3 x 16 sq. mm | Item49 | 25 | Mtr. | 805 |  |  | Excess(+) | 1 | Full Conversion | INR | [40 empty] | #VALUE! | #VALUE! | #VALUE! | 2 | Construction of chamber for 100mm sluices valve | item3 | 10 | Nos
8.3 | 2 x 25 sq. mm | Item50 | 5 | Mtr. | 1700 |  |  | Excess(+) | 1 | Full Conversion | INR | [40 empty] | #VALUE! | #VALUE! | #VALUE! | 3 | Supplying, Conveying and fixing spls. Including ea | item4 | 10 | Nos
8.4 | 1 x 70 sq. mm | Item51 | 5 | Mtr. | 2225 |  |  | Excess(+) | 1 | Full Conversion | INR | [40 empty] | #VALUE! | #VALUE! | #VALUE! | 1.01 | Supplying, Conveying and fixing spls. Including eart | item1 | 123.223 | Nos
8.5 | 1 x 150 sq. mm | Item52 | 5 | Mtr. | 4733 |  |  | Excess(+) | 1 | Full Conversion | INR | [40 empty] | #VALUE! | #VALUE! | #VALUE! | 1.02 | Construction of chamber for 100mm sluice plates | item2 | 213 | Nos
8.6 | 1 x 185 sq. mm | Item53 | 5 | Mtr. | 5799 |  |  | Excess(+) | 1 | Full Conversion | INR | [40 empty] | #VALUE! | #VALUE! | #VALUE! | 2 | Construction of chamber for 100mm sluices valve | item3 | 10 | Nos
9 | Supplying and fixing of following sizes of steel conduit along with accessories in surface/recess including painting in case of surface conduit, or cutting the wall and making good the same in case of recessed conduit as required | Item54 | [52 empty] | 1.01 | Supplying, Conveying and fixing spls. Including eart | item1 | 123.223 | Nos
9.1 | 20 mm | Item55 | 10 | Mtr | 196 |  |  | Excess(+) | 1 | Full Conversion | INR | [40 empty] | #VALUE! | #VALUE! | #VALUE! | 1.02 | Construction of chamber for 100mm sluice plates | item2 | 213 | Nos
9.2 | 25 mm | Item56 | 10 | Mtr | 224 |  |  | Excess(+) | 1 | Full Conversion | INR | [40 empty] | #VALUE! | #VALUE! | #VALUE! | 2 | Construction of chamber for 100mm sluices valve | item3 | 10 | Nos
10 | Painting of ceiling fan any size with one or more coats with supper enamel paint of approved brand i/c cleaning and making smooth surface with emery paper and detergent etc. as required. | Item57 | 20 | Nos. | 135 |  |  | Excess(+) | 1 | Full Conversion | INR | [40 empty] | #VALUE! | #VALUE! | #VALUE! | 3 | Supplying, Conveying and fixing spls. Including ea | item4 | 10 | Nos
11 | Providing and fixing following rating and breaking capacity and 4 pole MCCB with adjustable thermomagnetic release and terminal spreaders in existing cubicle panel board including drilling holes in cubicle panel, making connections, etc. as required. | Item58 | [52 empty] | 1.02 | Construction of chamber for 100mm sluice plates | item2 | 213 | Nos
11.1 | 100 A 30kA FP | Item59 | 3 | Nos. | 6772 |  |  | Excess(+) | 1 | Full Conversion | INR | [40 empty] | #VALUE! | #VALUE! | #VALUE! | 2 | Construction of chamber for 100mm sluices valve | item3 | 10 | Nos
11.2 | 250 A 36kA FP | Item60 | 3 | Nos. | 15353 |  |  | Excess(+) | 1 | Full Conversion | INR | [40 empty] | #VALUE! | #VALUE! | #VALUE! | 3 | Supplying, Conveying and fixing spls. Including ea | item4 | 10 | Nos
11.3 | 400 A 50kA FP | Item61 | 3 | Nos. | 37409 |  |  | Excess(+) | 1 | Full Conversion | INR | [40 empty] | #VALUE! | #VALUE! | #VALUE! | 1.01 | Supplying, Conveying and fixing spls. Including eart | item1 | 123.223 | Nos
11.4 | 630 A 50kA FP | Item62 | 2 | Nos. | 37783 |  |  | Excess(+) | 1 | Full Conversion | INR | [40 empty] | #VALUE! | #VALUE! | #VALUE! | 1.02 | Construction of chamber for 100mm sluice plates | item2 | 213 | Nos
12 | S & F of following rating & poles 240 volts 'C' curve 10 kA MCB in the existing MCB DB complete with connection, testing & commissioning etc as reqd. | Item63 | [52 empty] | 2 | Construction of chamber for 100mm sluices valve | item3 | 10 | Nos
12.1 | Single Pole (5A to 32A) | Item64 | 10 | Nos. | 224 |  |  | Excess(+) | 1 | Full Conversion | INR | [40 empty] | #VALUE! | #VALUE! | #VALUE! | 3 | Supplying, Conveying and fixing spls. Including ea | item4 | 10 | Nos
12.2 | Double Pole (5A to 32A) | Item65 | 5 | Nos. | 575 |  |  | Excess(+) | 1 | Full Conversion | INR | [40 empty] | #VALUE! | #VALUE! | #VALUE! | 1.01 | Supplying, Conveying and fixing spls. Including eart | item1 | 123.223 | Nos
12.3 | Triple Pole(5A to 32A) | Item66 | 5 | Nos. | 883 |  |  | Excess(+) | 1 | Full Conversion | INR | [40 empty] | #VALUE! | #VALUE! | #VALUE! | 1.02 | Construction of chamber for 100mm sluice plates | item2 | 213 | Nos
12.4 | Four pole (5A to 32A) | Item67 | 5 | Nos. | 1077 |  |  | Excess(+) | 1 | Full Conversion | INR | [40 empty] | #VALUE! | #VALUE! | #VALUE! | 2 | Construction of chamber for 100mm sluices valve | item3 | 10 | Nos
12.5 | Single Pole (40A to 63A) | Item68 | 10 | Nos. | 724 |  |  | Excess(+) | 1 | Full Conversion | INR | [40 empty] | #VALUE! | #VALUE! | #VALUE! | 1.01 | Supplying, Conveying and fixing spls. Including eart | item1 | 123.223 | Nos
12.6 | Double Pole (40A to 63A) | Item69 | 5 | Nos. | 1577 |  |  | Excess(+) | 1 | Full Conversion | INR | [40 empty] | #VALUE! | #VALUE! | #VALUE! | 1.02 | Construction of chamber for 100mm sluice plates | item2 | 213 | Nos
12.7 | Triple Pole (40A to 63A) | Item70 | 5 | Nos. | 2431 |  |  | Excess(+) | 1 | Full Conversion | INR | [40 empty] | #VALUE! | #VALUE! | #VALUE! | 2 | Construction of chamber for 100mm sluices valve | item3 | 10 | Nos
12.8 | Four pole (40A to 63A) | Item71 | 5 | Nos. | 2715 |  |  | Excess(+) | 1 | Full Conversion | INR | [40 empty] | #VALUE! | #VALUE! | #VALUE! | 3 | Supplying, Conveying and fixing spls. Including ea | item4 | 10 | Nos
13 | Supplying and fixing following rating four pole (three phase & neutral) 415 volts RCCB (ELCB), having sensivity current up to 30 mA in the existing MCB DB complete with connection,testing & commissioning etc as reqd. | Item72 | [52 empty] | 1.02 | Construction of chamber for 100mm sluice plates | item2 | 213 | Nos
13.1 | 63 Amp | Item73 | 5 | Nos. | 2518 |  |  | Excess(+) | 1 | Full Conversion | INR | [40 empty] | #VALUE! | #VALUE! | #VALUE! | 2 | Construction of chamber for 100mm sluices valve | item3 | 10 | Nos
14 | Supplying and fixing DP sheet steel enclosure on surface/ recess along with 25/32 A 240 V "C" curve DP MCB complete with connections, testing and commissioning etc. as required. | Item74 | 2 | Nos. | 1025 |  |  | Excess(+) | 1 | Full Conversion | INR | [40 empty] | #VALUE! | #VALUE! | #VALUE! | 3 | Supplying, Conveying and fixing spls. Including ea | item4 | 10 | Nos
15 | Supplying and fixing TP sheet steel enclosure on surface/ recess along with 16/25/32 A 415 V "C" curve TP MCB complete with connections, testing and commissioning etc. as required. | Item75 | 2 | Nos. | 1396 |  |  | Excess(+) | 1 | Full Conversion | INR | [40 empty] | #VALUE! | #VALUE! | #VALUE! | 1.01 | Supplying, Conveying and fixing spls. Including eart | item1 | 123.223 | Nos
16 | Providing and fixing M.V. danger notice plate of 200 mm X 150 mm, made of mild steel, at least 2 mm thick, and vitreous enameled white on both sides, and with inscription in single red colour on front side as required. | Item76 | 15 | Nos. | 236 |  |  | Excess(+) | 1 | Full Conversion | INR | [40 empty] | #VALUE! | #VALUE! | #VALUE! | 1.02 | Construction of chamber for 100mm sluice plates | item2 | 213 | Nos
17 | Providing and fixing H.T. danger notice plate of 250 mm X 200 mm, made of mild steel, at least 2 mm thick, and vitreous enameled white on both sides, and with inscription in single red colour on front side as required. | Item77 | 15 | Nos. | 256 |  |  | Excess(+) | 1 | Full Conversion | INR | [40 empty] | #VALUE! | #VALUE! | #VALUE! | 2 | Construction of chamber for 100mm sluices valve | item3 | 10 | Nos
18 | Supplying and installing following size of perforated painted with powder coating M.S. cable trays with perforation not more than 17.5%, in convenient sections, joined with connectors, suspended from the ceiling with M.S. suspenders including bolts & nuts, painting suspenders etc as required. | Item78 | [52 empty] | 3 | Supplying, Conveying and fixing spls. Including ea | item4 | 10 | Nos
18.1 | 100 mm width X 50 mm depth X 1.6 mm thickness | Item79 | 20 | Mtr. | 476 |  |  | Excess(+) | 1 | Full Conversion | INR | [40 empty] | #VALUE! | #VALUE! | #VALUE! | 1.01 | Supplying, Conveying and fixing spls. Including eart | item1 | 123.223 | Nos
18.2 | 150 mm width X 50 mm depth X 1.6 mm thickness | Item80 | 15 | Mtr. | 530 |  |  | Excess(+) | 1 | Full Conversion | INR | [40 empty] | #VALUE! | #VALUE! | #VALUE! | 1.02 | Construction of chamber for 100mm sluice plates | item2 | 213 | Nos
18.3 | 300 mm width X 50 mm depth X 1.6 mm thickness | Item81 | 10 | Mtr. | 681 |  |  | Excess(+) | 1 | Full Conversion | INR | [40 empty] | #VALUE! | #VALUE! | #VALUE! | 2 | Construction of chamber for 100mm sluices valve | item3 | 10 | Nos
19 | Supplying and installing following size of perforated painted with powder coating M.S. cable trays bends with perforation not more than 17.5%,, joined with connectors, suspended from the ceiling with M.S. suspenders including bolts & nuts, painting suspenders etc as required. | Item82 | [52 empty] | 1.01 | Supplying, Conveying and fixing spls. Including eart | item1 | 123.223 | Nos
19.1 | 100 mm width X 50 mm depth X 1.6 mm thickness | Item83 | 2 | Each | 761 |  |  | Excess(+) | 1 | Full Conversion | INR | [40 empty] | #VALUE! | #VALUE! | #VALUE! | 1.02 | Construction of chamber for 100mm sluice plates | item2 | 213 | Nos
19.2 | 150 mm width X 50 mm depth X 1.6 mm thickness | Item84 | 2 | Each | 893 |  |  | Excess(+) | 1 | Full Conversion | INR | [40 empty] | #VALUE! | #VALUE! | #VALUE! | 2 | Construction of chamber for 100mm sluices valve | item3 | 10 | Nos
19.3 | 300 mm width X 50 mm depth X 1.6 mm thickness | Item85 | 2 | Each | 1261 |  |  | Excess(+) | 1 | Full Conversion | INR | [40 empty] | #VALUE! | #VALUE! | #VALUE! | 3 | Supplying, Conveying and fixing spls. Including ea | item4 | 10 | Nos
20 | Supplying and installing following size of perforated painted with powder coating M.S. cable trays Tee with perforation not more than 17.5%, joined with connectors, suspended from the ceiling with M.S. suspenders including bolts & nuts, painting suspenders etc as required. | Item86 | [52 empty] | 1.02 | Construction of chamber for 100mm sluice plates | item2 | 213 | Nos
20.1 | 100 mm width X 50 mm depth X 1.6 mm thickness | Item87 | 2 | Each | 879 |  |  | Excess(+) | 1 | Full Conversion | INR | [40 empty] | #VALUE! | #VALUE! | #VALUE! | 2 | Construction of chamber for 100mm sluices valve | item3 | 10 | Nos
20.2 | 150 mm width X 50 mm depth X 1.6 mm thickness | Item88 | 2 | Each | 1040 |  |  | Excess(+) | 1 | Full Conversion | INR | [40 empty] | #VALUE! | #VALUE! | #VALUE! | 3 | Supplying, Conveying and fixing spls. Including ea | item4 | 10 | Nos
20.3 | 300 mm width X 50 mm depth X 1.6 mm thickness | Item89 | 2 | Each | 1498 |  |  | Excess(+) | 1 | Full Conversion | INR | [40 empty] | #VALUE! | #VALUE! | #VALUE! | 1.01 | Supplying, Conveying and fixing spls. Including eart | item1 | 123.223 | Nos
21 | Supplying and installing following size of perforated painted with powder coating M.S. cable trays Cross Member with perforation not more than 17.5%, joined with connectors, suspended from the ceiling with M.S. suspenders including bolts & nuts, painting suspenders etc as required. | Item90 | [52 empty] | 1.02 | Construction of chamber for 100mm sluice plates | item2 | 213 | Nos
21.1 | 100 mm width X 50 mm depth X 1.6 mm thickness | Item91 | 2 | Each | 999 |  |  | Excess(+) | 1 | Full Conversion | INR | [40 empty] | #VALUE! | #VALUE! | #VALUE! | 2 | Construction of chamber for 100mm sluices valve | item3 | 10 | Nos
21.2 | 150 mm width X 50 mm depth X 1.6 mm thickness | Item92 | 2 | Each | 1189 |  |  | Excess(+) | 1 | Full Conversion | INR | [40 empty] | #VALUE! | #VALUE! | #VALUE! | 3 | Supplying, Conveying and fixing spls. Including ea | item4 | 10 | Nos
21.3 | 300 mm width X 50 mm depth X 1.6 mm thickness | Item93 | 2 | Each | 1735 |  |  | Excess(+) | 1 | Full Conversion | INR | [40 empty] | #VALUE! | #VALUE! | #VALUE! | 1.01 | Supplying, Conveying and fixing spls. Including eart | item1 | 123.223 | Nos
22 | Supplying and installing following size of perforated painted with powder coating M.S. cable trays Reducer with perforation not more than 17.5%, joined with connectors, suspended from the ceiling with M.S. suspenders including bolts & nuts, painting suspenders etc as required. | Item94 | [52 empty] | 1.02 | Construction of chamber for 100mm sluice plates | item2 | 213 | Nos
22.1 | 100 mm width X 50 mm depth X 1.6 mm thickness | Item95 | 2 | Each | 879 |  |  | Excess(+) | 1 | Full Conversion | INR | [40 empty] | #VALUE! | #VALUE! | #VALUE! | 2 | Construction of chamber for 100mm sluices valve | item3 | 10 | Nos
22.2 | 150 mm width X 50 mm depth X 1.6 mm thickness | Item96 | 2 | Each | 1040 |  |  | Excess(+) | 1 | Full Conversion | INR | [40 empty] | #VALUE! | #VALUE! | #VALUE! | 1.01 | Supplying, Conveying and fixing spls. Including eart | item1 | 123.223 | Nos
22.3 | 300 mm width X 50 mm depth X 1.6 mm thickness | Item97 | 2 | Each | 1506 |  |  | Excess(+) | 1 | Full Conversion | INR | [40 empty] | #VALUE! | #VALUE! | #VALUE! | 1.02 | Construction of chamber for 100mm sluice plates | item2 | 213 | Nos
23 | Laying of one number additional PVC insulated and PVC sheathed / XLPE power cable of 1.1 KV grade of following size direct in ground in the same trench in one tier horizontal formation including excavation, sand cushioning, protective covering and refilling the trench etc as required | Item98 | [52 empty] | 2 | Construction of chamber for 100mm sluices valve | item3 | 10 | Nos
23.1 | Upto 35sqmm | Item99 | 10 | Mtr. | 236 |  |  | Excess(+) | 1 | Full Conversion | INR | [40 empty] | #VALUE! | #VALUE! | #VALUE! | 3 | Supplying, Conveying and fixing spls. Including ea | item4 | 10 | Nos
23.2 | above 35sqmm and upto 95sqmm | Item100 | 10 | Mtr. | 251 |  |  | Excess(+) | 1 | Full Conversion | INR | [40 empty] | #VALUE! | #VALUE! | #VALUE! | 1.02 | Construction of chamber for 100mm sluice plates | item2 | 213 | Nos
23.3 | above 95sqmm and upto 185sqmm | Item101 | 10 | Mtr. | 267 |  |  | Excess(+) | 1 | Full Conversion | INR | [40 empty] | #VALUE! | #VALUE! | #VALUE! | 2 | Construction of chamber for 100mm sluices valve | item3 | 10 | Nos
23.4 | above 185sqmm and upto 400sqmm | Item102 | 100 | Mtr. | 312 |  |  | Excess(+) | 1 | Full Conversion | INR | [40 empty] | #VALUE! | #VALUE! | #VALUE! | 3 | Supplying, Conveying and fixing spls. Including ea | item4 | 10 | Nos
24 | Earthing: Earthing with G.I. earth pipe 4.5 metre long, 40 mm dia including accessories, and providing masonry enclosure with cover plate having locking arrangement and watering pipe etc. with charcoal/ coke and salt as required. | Item103 | 5 | Nos. | 6011 |  |  | Excess(+) | 1 | Full Conversion | INR | [40 empty] | #VALUE! | #VALUE! | #VALUE! | 1.01 | Supplying, Conveying and fixing spls. Including eart | item1 | 123.223 | Nos
25 | Earthing with G.I. earth plate 600 mm X 600 mm X 6 mm thick including accessories, and providing masonry enclosure with cover plate having locking arrangement and watering pipe of 2.7 metre long etc. with charcoal/ coke and salt as required. | Item104 | 5 | Nos. | 6552 |  |  | Excess(+) | 1 | Full Conversion | INR | [40 empty] | #VALUE! | #VALUE! | #VALUE! | 1.02 | Construction of chamber for 100mm sluice plates | item2 | 213 | Nos
26 | Earthing with copper earth plate 600 mm X 600 mm X 3 mm thick including accessories, and providing masonry enclosure with cover plate having locking arrangement and watering pipe of 2.7 metre long etc. with charcoal/ coke and salt as required. | Item105 | 2 | Nos. | 12133 |  |  | Excess(+) | 1 | Full Conversion | INR | [40 empty] | #VALUE! | #VALUE! | #VALUE! | 2 | Construction of chamber for 100mm sluices valve | item3 | 10 | Nos
27 | Supplying and laying 25 mm X 5 mm copper strip at 0.50 metre below ground as strip earth electrode, including connection/ terminating with nut, bolt, spring, washer etc. as required. (Jointing shall be done by overlapping and with 2 sets of brass nut bolt & spring washer spaced at 50mm) | Item106 | 5 | Mtr | 852 |  |  | Excess(+) | 1 | Full Conversion | INR | [40 empty] | #VALUE! | #VALUE! | #VALUE! | 3 | Supplying, Conveying and fixing spls. Including ea | item4 | 10 | Nos
28 | Providing and fixing 25 mm X 5 mm copper strip in 40 mm dia G.I. pipe from earth electrode including connection with brass nut, bolt, spring, washer excavation and re-filling etc. as required. | Item107 | 5 | Mtr. | 1360 |  |  | Excess(+) | 1 | Full Conversion | INR | [40 empty] | #VALUE! | #VALUE! | #VALUE! | 1.01 | Supplying, Conveying and fixing spls. Including eart | item1 | 123.223 | Nos
29 | Providing and fixing 25 mm X 5 mm G.I. strip in 40 mm dia G.I. pipe from earth electrode including connection with G.I. nut, bolt, spring, washer excavation and re-filling etc. as required. | Item108 | 5 | Mtr. | 619 |  |  | Excess(+) | 1 | Full Conversion | INR | [40 empty] | #VALUE! | #VALUE! | #VALUE! | 1.02 | Construction of chamber for 100mm sluice plates | item2 | 213 | Nos
30 | Providing and fixing 25 mm X 5 mm copper strip on surface or in recess for connections etc. as required. | Item109 | 5 | Mtr. | 1019 |  |  | Excess(+) | 1 | Full Conversion | INR | [40 empty] | #VALUE! | #VALUE! | #VALUE! | 2 | Construction of chamber for 100mm sluices valve | item3 | 10 | Nos
31 | Providing and fixing 25 mm X 5 mm G.I. strip on surface or in recess for connections etc. as required | Item110 | 5 | Mtr. | 214 |  |  | Excess(+) | 1 | Full Conversion | INR | [40 empty] | #VALUE! | #VALUE! | #VALUE! | 1.01 | Supplying, Conveying and fixing spls. Including eart | item1 | 123.223 | Nos
32 | Providing and fixing 6 SWG dia. GI wire on surface or in recess for loop earthing alongwith the existing surface / recessed conduit / submain wiring / cable as required. | Item111 | 5 | Mtr. | 61 |  |  | Excess(+) | 1 | Full Conversion | INR | [40 empty] | #VALUE! | #VALUE! | #VALUE! | 1.02 | Construction of chamber for 100mm sluice plates | item2 | 213 | Nos
33 | Providing and fixing earth bus of 50 mm X 5 mm copper strip on surface for connections etc. as required. | Item112 | 5 | Mtr. | 1853 |  |  | Excess(+) | 1 | Full Conversion | INR | [40 empty] | #VALUE! | #VALUE! | #VALUE! | 2 | Construction of chamber for 100mm sluices valve | item3 | 10 | Nos
34 | Cable Laying : Laying of one no. PVC insulated and PVC sheathed /XLPE power cable of 1.1kV grade direct in ground including excavation, sand cushioning, protective covering and refilling the trench etc. as reqd. | Item113 | [52 empty] | 3 | Supplying, Conveying and fixing spls. Including ea | item4 | 10 | Nos
34.1 | Upto 35 sqmm | Item114 | 25 | Mtr. | 339 |  |  | Excess(+) | 1 | Full Conversion | INR | [40 empty] | #VALUE! | #VALUE! | #VALUE! | 1.02 | Construction of chamber for 100mm sluice plates | item2 | 213 | Nos
34.2 | 35 sqmm to 95 sqmm | Item115 | 25 | Mtr. | 355 |  |  | Excess(+) | 1 | Full Conversion | INR | [40 empty] | #VALUE! | #VALUE! | #VALUE! | 2 | Construction of chamber for 100mm sluices valve | item3 | 10 | Nos
34.3 | 95 sqmm to 185 sqmm | Item116 | 25 | Mtr. | 370 |  |  | Excess(+) | 1 | Full Conversion | INR | [40 empty] | #VALUE! | #VALUE! | #VALUE! | 3 | Supplying, Conveying and fixing spls. Including ea | item4 | 10 | Nos
34.4 | 185 sqmm to 400 sqmm | Item117 | 25 | Mtr. | 416 |  |  | Excess(+) | 1 | Full Conversion | INR | [40 empty] | #VALUE! | #VALUE! | #VALUE! | 1.01 | Supplying, Conveying and fixing spls. Including eart | item1 | 123.223 | Nos
35 | Laying of one no. PVC insulated and PVC sheathed /XLPE power cable of 1.1kV grade in the existing RCC/Hume/Stoneware/Metal pipe as reqd. | Item118 | [52 empty] | 1.02 | Construction of chamber for 100mm sluice plates | item2 | 213 | Nos
35.1 | Upto 35 sqmm | Item119 | 25 | Mtr. | 32 |  |  | Excess(+) | 1 | Full Conversion | INR | [40 empty] | #VALUE! | #VALUE! | #VALUE! | 2 | Construction of chamber for 100mm sluices valve | item3 | 10 | Nos
35.2 | 35 sqmm to 95 sqmm | Item120 | 25 | Mtr. | 50 |  |  | Excess(+) | 1 | Full Conversion | INR | [40 empty] | #VALUE! | #VALUE! | #VALUE! | 3 | Supplying, Conveying and fixing spls. Including ea | item4 | 10 | Nos
35.3 | 95 sqmm to 185 sqmm | Item121 | 25 | Mtr. | 68 |  |  | Excess(+) | 1 | Full Conversion | INR | [40 empty] | #VALUE! | #VALUE! | #VALUE! | 1.01 | Supplying, Conveying and fixing spls. Including eart | item1 | 123.223 | Nos
35.4 | 185 sqmm to 400 sqmm | Item122 | 25 | Mtr. | 117 |  |  | Excess(+) | 1 | Full Conversion | INR | [40 empty] | #VALUE! | #VALUE! | #VALUE! | 1.02 | Construction of chamber for 100mm sluice plates | item2 | 213 | Nos
36 | Laying of one no. PVC insulated and PVC sheathed /XLPE power cable of 1.1kV grade in the existing masonry open duct as reqd. | Item123 | [52 empty] | 2 | Construction of chamber for 100mm sluices valve | item3 | 10 | Nos
36.1 | Upto 35 sqmm | Item124 | 10 | Mtr. | 25 |  |  | Excess(+) | 1 | Full Conversion | INR | [40 empty] | #VALUE! | #VALUE! | #VALUE! | 1.01 | Supplying, Conveying and fixing spls. Including eart | item1 | 123.223 | Nos
36.2 | 35 sqmm to 95 sqmm | Item125 | 10 | Mtr. | 39 |  |  | Excess(+) | 1 | Full Conversion | INR | [40 empty] | #VALUE! | #VALUE! | #VALUE! | 1.02 | Construction of chamber for 100mm sluice plates | item2 | 213 | Nos
36.3 | 95 sqmm to 185 sqmm | Item126 | 10 | Mtr. | 55 |  |  | Excess(+) | 1 | Full Conversion | INR | [40 empty] | #VALUE! | #VALUE! | #VALUE! | 2 | Construction of chamber for 100mm sluices valve | item3 | 10 | Nos
36.4 | 185 sqmm to 400 sqmm | Item127 | 10 | Mtr. | 101 |  |  | Excess(+) | 1 | Full Conversion | INR | [40 empty] | #VALUE! | #VALUE! | #VALUE! | 3 | Supplying, Conveying and fixing spls. Including ea | item4 | 10 | Nos
37 | Laying and fixing of one no. PVC insulated and PVC sheathed /XLPE power cable of 1.1kV grade on surface as reqd. | Item128 | [52 empty] | 1.02 | Construction of chamber for 100mm sluice plates | item2 | 213 | Nos
37.1 | Upto 35 sqmm(Clamped with 1 mm thick saddle) | Item129 | 10 | Mtr. | 48 |  |  | Excess(+) | 1 | Full Conversion | INR | [40 empty] | #VALUE! | #VALUE! | #VALUE! | 2 | Construction of chamber for 100mm sluices valve | item3 | 10 | Nos
37.2 | Above 35 Sq.mm and up to 95 sq.mm(Clamped with 25X3mm MS flat clamp) | Item130 | 10 | Mtr. | 114 |  |  | Excess(+) | 1 | Full Conversion | INR | [40 empty] | #VALUE! | #VALUE! | #VALUE! | 3 | Supplying, Conveying and fixing spls. Including ea | item4 | 10 | Nos
37.3 | Above 95 Sq.mm and up to 185 sq.mm(Clamped with 25/40X3mm MS flat clamp) | Item131 | 10 | Mtr. | 134 |  |  | Excess(+) | 1 | Full Conversion | INR | [40 empty] | #VALUE! | #VALUE! | #VALUE! | 1.01 | Supplying, Conveying and fixing spls. Including eart | item1 | 123.223 | Nos
37.4 | Above 185 Sq.mm and up to 400 sq.mm(Clamped with 40X3mm MS flat clamp) | Item132 | 10 | Mtr. | 198 |  |  | Excess(+) | 1 | Full Conversion | INR | [40 empty] | #VALUE! | #VALUE! | #VALUE! | 1.02 | Construction of chamber for 100mm sluice plates | item2 | 213 | Nos
38 | Supplying and making cable route marker with cement concrete 1:2:4 (1 cement : 2 coarse sand : 4 graded stone aggregate 20 mm nominal size ) of size 60 cm X 60 cm at the bottom and 50 cm X 50 cm at the top with a thickness of 10cm including inscription duly engraved as required. | Item133 | 10 | Each | 445 |  |  | Excess(+) | 1 | Full Conversion | INR | [40 empty] | #VALUE! | #VALUE! | #VALUE! | 2 | Construction of chamber for 100mm sluices valve | item3 | 10 | Nos
39 | Laying of one no. PVC insulated and PVC sheathed /XLPE power cable of 11kV grade direct in ground including excavation, sand cushioning, protective covering and refilling the trench etc. as reqd. | Item134 | [52 empty] | 3 | Supplying, Conveying and fixing spls. Including ea | item4 | 10 | Nos
39.1 | Upto 120 sqmm | Item135 | 50 | Mtr. | 460 |  |  | Excess(+) | 1 | Full Conversion | INR | [40 empty] | #VALUE! | #VALUE! | #VALUE! | 1.01 | Supplying, Conveying and fixing spls. Including eart | item1 | 123.223 | Nos
39.2 | Above 120sqmm and upto 400sqmm | Item136 | 50 | Mtr. | 506 |  |  | Excess(+) | 1 | Full Conversion | INR | [40 empty] | #VALUE! | #VALUE! | #VALUE! | 1.02 | Construction of chamber for 100mm sluice plates | item2 | 213 | Nos
40 | Laying of one no. PVC insulated and PVC sheathed /XLPE power cable of 11kV grade in the existing RCC/Hume/Stoneware/Metal pipe as reqd. | Item137 | [52 empty] | 2 | Construction of chamber for 100mm sluices valve | item3 | 10 | Nos
40.1 | Upto 120 sqmm | Item138 | 10 | Mtr. | 68 |  |  | Excess(+) | 1 | Full Conversion | INR | [40 empty] | #VALUE! | #VALUE! | #VALUE! | 1.01 | Supplying, Conveying and fixing spls. Including eart | item1 | 123.223 | Nos
40.2 | Above 120sqmm and upto 400sqmm | Item139 | 10 | Mtr. | 117 |  |  | Excess(+) | 1 | Full Conversion | INR | [40 empty] | #VALUE! | #VALUE! | #VALUE! | 1.02 | Construction of chamber for 100mm sluice plates | item2 | 213 | Nos
41 | Laying of one no. PVC insulated and PVC sheathed /XLPE power cable of 11kV grade in the existing masonry open duct as reqd. | Item140 | [52 empty] | 2 | Construction of chamber for 100mm sluices valve | item3 | 10 | Nos
41.1 | Upto 120 sqmm | Item141 | 25 | Mtr. | 55 |  |  | Excess(+) | 1 | Full Conversion | INR | [40 empty] | #VALUE! | #VALUE! | #VALUE! | 3 | Supplying, Conveying and fixing spls. Including ea | item4 | 10 | Nos
41.2 | Above 120sqmm and upto 400sqmm | Item142 | 25 | Mtr. | 101 |  |  | Excess(+) | 1 | Full Conversion | INR | [40 empty] | #VALUE! | #VALUE! | #VALUE! | 1.02 | Construction of chamber for 100mm sluice plates | item2 | 213 | Nos
42 | Supplying and making indoor end termination with brass compression gland and aluminium lugs for following size of PVC insulated and PVC sheathed/XLPE aluminium conductor cable of 1.1kV grade as reqd. | Item143 | [52 empty] | 2 | Construction of chamber for 100mm sluices valve | item3 | 10 | Nos
42.01 | 2 X 6 sq. mm (19mm) | Item144 | 5 | Set | 210 |  |  | Excess(+) | 1 | Full Conversion | INR | [40 empty] | #VALUE! | #VALUE! | #VALUE! | 3 | Supplying, Conveying and fixing spls. Including ea | item4 | 10 | Nos
42.02 | 2 X 10 sq. mm (19mm) | Item145 | 5 | Set | 211 |  |  | Excess(+) | 1 | Full Conversion | INR | [40 empty] | #VALUE! | #VALUE! | #VALUE! | 1.01 | Supplying, Conveying and fixing spls. Including eart | item1 | 123.223 | Nos
42.03 | 2 X 16 sq. mm (22mm) | Item146 | 5 | Set | 224 |  |  | Excess(+) | 1 | Full Conversion | INR | [40 empty] | #VALUE! | #VALUE! | #VALUE! | 1.02 | Construction of chamber for 100mm sluice plates | item2 | 213 | Nos
42.04 | 3-1/2x25 sqmm | Item147 | 5 | Set | 274 |  |  | Excess(+) | 1 | Full Conversion | INR | [40 empty] | #VALUE! | #VALUE! | #VALUE! | 2 | Construction of chamber for 100mm sluices valve | item3 | 10 | Nos
42.05 | 3-1/2x35 sqmm | Item148 | 5 | Set | 324 |  |  | Excess(+) | 1 | Full Conversion | INR | [40 empty] | #VALUE! | #VALUE! | #VALUE! | 3 | Supplying, Conveying and fixing spls. Including ea | item4 | 10 | Nos
42.06 | 3-1/2x50 sqmm(35mm) | Item149 | 5 | Set | 362 |  |  | Excess(+) | 1 | Full Conversion | INR | [40 empty] | #VALUE! | #VALUE! | #VALUE! | 1.01 | Supplying, Conveying and fixing spls. Including eart | item1 | 123.223 | Nos
42.07 | 3-1/2x70 sqmm(38mm) | Item150 | 5 | Set | 410 |  |  | Excess(+) | 1 | Full Conversion | INR | [40 empty] | #VALUE! | #VALUE! | #VALUE! | 1.02 | Construction of chamber for 100mm sluice plates | item2 | 213 | Nos
42.08 | 3-1/2x95 sqmm(45mm) | Item151 | 5 | Set | 516 |  |  | Excess(+) | 1 | Full Conversion | INR | [40 empty] | #VALUE! | #VALUE! | #VALUE! | 2 | Construction of chamber for 100mm sluices valve | item3 | 10 | Nos
42.09 | 3-1/2x120 sqmm(45mm) | Item152 | 5 | Set | 537 |  |  | Excess(+) | 1 | Full Conversion | INR | [40 empty] | #VALUE! | #VALUE! | #VALUE! | 1.01 | Supplying, Conveying and fixing spls. Including eart | item1 | 123.223 | Nos
42.1 | 3-1/2x150 sqmm(50mm) | Item153 | 5 | Set | 611 |  |  | Excess(+) | 1 | Full Conversion | INR | [40 empty] | #VALUE! | #VALUE! | #VALUE! | 1.02 | Construction of chamber for 100mm sluice plates | item2 | 213 | Nos
42.11 | 3-1/2x185 sqmm(57mm) | Item154 | 5 | Set | 767 |  |  | Excess(+) | 1 | Full Conversion | INR | [40 empty] | #VALUE! | #VALUE! | #VALUE! | 2 | Construction of chamber for 100mm sluices valve | item3 | 10 | Nos
42.12 | 3-1/2x225 sqmm(62mm) | Item155 | 5 | Set | 872 |  |  | Excess(+) | 1 | Full Conversion | INR | [40 empty] | #VALUE! | #VALUE! | #VALUE! | 3 | Supplying, Conveying and fixing spls. Including ea | item4 | 10 | Nos
42.13 | 3-1/2x240 sqmm(62mm) | Item156 | 5 | Set | 900 |  |  | Excess(+) | 1 | Full Conversion | INR | [40 empty] | #VALUE! | #VALUE! | #VALUE! | 1.02 | Construction of chamber for 100mm sluice plates | item2 | 213 | Nos
42.14 | 3-1/2x300 sqmm(70mm) | Item157 | 5 | Set | 1048 |  |  | Excess(+) | 1 | Full Conversion | INR | [40 empty] | #VALUE! | #VALUE! | #VALUE! | 2 | Construction of chamber for 100mm sluices valve | item3 | 10 | Nos
42.15 | 3-1/2x400 sqmm(82mm) | Item158 | 5 | Set | 1364 |  |  | Excess(+) | 1 | Full Conversion | INR | [40 empty] | #VALUE! | #VALUE! | #VALUE! | 3 | Supplying, Conveying and fixing spls. Including ea | item4 | 10 | Nos
42.16 | 4x16/25 sqmm(28mm) | Item159 | 5 | Set | 276 |  |  | Excess(+) | 1 | Full Conversion | INR | [40 empty] | #VALUE! | #VALUE! | #VALUE! | 1.01 | Supplying, Conveying and fixing spls. Including eart | item1 | 123.223 | Nos
43 | Supplying and making with heat shrinkable kit including ferrules and other jointing materials for following size of PVC insulated and PVC sheathed / XLPE aluminium conductor cable of 1.1 KV grade as required. | Item160 | [52 empty] | 1.02 | Construction of chamber for 100mm sluice plates | item2 | 213 | Nos
43.01 | 2 X 6, 2x10, 2x16 sq. mm | Item161 | 5 | Set | 1901 |  |  | Excess(+) | 1 | Full Conversion | INR | [40 empty] | #VALUE! | #VALUE! | #VALUE! | 2 | Construction of chamber for 100mm sluices valve | item3 | 10 | Nos
43.02 | 3-1/2x25 sqmm | Item162 | 5 | Set | 2173 |  |  | Excess(+) | 1 | Full Conversion | INR | [40 empty] | #VALUE! | #VALUE! | #VALUE! | 3 | Supplying, Conveying and fixing spls. Including ea | item4 | 10 | Nos
43.03 | 3-1/2x35 sqmm | Item163 | 5 | Set | 2173 |  |  | Excess(+) | 1 | Full Conversion | INR | [40 empty] | #VALUE! | #VALUE! | #VALUE! | 1.01 | Supplying, Conveying and fixing spls. Including eart | item1 | 123.223 | Nos
43.04 | 3-1/2x50 sqmm | Item164 | 5 | Set | 2173 |  |  | Excess(+) | 1 | Full Conversion | INR | [40 empty] | #VALUE! | #VALUE! | #VALUE! | 1.02 | Construction of chamber for 100mm sluice plates | item2 | 213 | Nos
43.05 | 3-1/2x70 sqmm | Item165 | 5 | Set | 2949 |  |  | Excess(+) | 1 | Full Conversion | INR | [40 empty] | #VALUE! | #VALUE! | #VALUE! | 2 | Construction of chamber for 100mm sluices valve | item3 | 10 | Nos
43.06 | 3-1/2x95 sqmm | Item166 | 5 | Set | 3084 |  |  | Excess(+) | 1 | Full Conversion | INR | [40 empty] | #VALUE! | #VALUE! | #VALUE! | 1.01 | Supplying, Conveying and fixing spls. Including eart | item1 | 123.223 | Nos
43.07 | 3-1/2x120 sqmm | Item167 | 5 | Set | 3979 |  |  | Excess(+) | 1 | Full Conversion | INR | [40 empty] | #VALUE! | #VALUE! | #VALUE! | 1.02 | Construction of chamber for 100mm sluice plates | item2 | 213 | Nos
43.08 | 3-1/2x150 sqmm | Item168 | 5 | Set | 3979 |  |  | Excess(+) | 1 | Full Conversion | INR | [40 empty] | #VALUE! | #VALUE! | #VALUE! | 2 | Construction of chamber for 100mm sluices valve | item3 | 10 | Nos
43.09 | 3-1/2x185 sqmm | Item169 | 5 | Set | 3979 |  |  | Excess(+) | 1 | Full Conversion | INR | [40 empty] | #VALUE! | #VALUE! | #VALUE! | 3 | Supplying, Conveying and fixing spls. Including ea | item4 | 10 | Nos
43.1 | 3-1/2x225 sqmm | Item170 | 5 | Set | 4313 |  |  | Excess(+) | 1 | Full Conversion | INR | [40 empty] | #VALUE! | #VALUE! | #VALUE! | 1.02 | Construction of chamber for 100mm sluice plates | item2 | 213 | Nos
43.11 | 3-1/2x240 sqmm | Item171 | 5 | Set | 4313 |  |  | Excess(+) | 1 | Full Conversion | INR | [40 empty] | #VALUE! | #VALUE! | #VALUE! | 2 | Construction of chamber for 100mm sluices valve | item3 | 10 | Nos
43.12 | 3-1/2x300 sqmm | Item172 | 5 | Set | 5355 |  |  | Excess(+) | 1 | Full Conversion | INR | [40 empty] | #VALUE! | #VALUE! | #VALUE! | 3 | Supplying, Conveying and fixing spls. Including ea | item4 | 10 | Nos
43.13 | 3-1/2x400 sqmm | Item173 | 5 | Set | 6985 |  |  | Excess(+) | 1 | Full Conversion | INR | [40 empty] | #VALUE! | #VALUE! | #VALUE! | 1.01 | Supplying, Conveying and fixing spls. Including eart | item1 | 123.223 | Nos
43.14 | 4x25 sqmm | Item174 | 5 | Set | 2173 |  |  | Excess(+) | 1 | Full Conversion | INR | [40 empty] | #VALUE! | #VALUE! | #VALUE! | 1.02 | Construction of chamber for 100mm sluice plates | item2 | 213 | Nos
44 | supplying and making indoor cable end termination with heat shrinkable jointing kit complete with all accessories including lugs suitable for following size of 3 core, XLPE aluminium conductor cable of 11 KV grade as required : | Item175 | [52 empty] | 2 | Construction of chamber for 100mm sluices valve | item3 | 10 | Nos
44.1 | 70 sq. mm | Item176 | 5 | each | 10680 |  |  | Excess(+) | 1 | Full Conversion | INR | [40 empty] | #VALUE! | #VALUE! | #VALUE! | 3 | Supplying, Conveying and fixing spls. Including ea | item4 | 10 | Nos
44.2 | 120-185 sq. mm | Item177 | 5 | each | 13124 |  |  | Excess(+) | 1 | Full Conversion | INR | [40 empty] | #VALUE! | #VALUE! | #VALUE! | 1.01 | Supplying, Conveying and fixing spls. Including eart | item1 | 123.223 | Nos
44.3 | 240 sq mm | Item178 | 1 | each | 14247 |  |  | Excess(+) | 1 | Full Conversion | INR | [40 empty] | #VALUE! | #VALUE! | #VALUE! | 1.02 | Construction of chamber for 100mm sluice plates | item2 | 213 | Nos
45 | Supplying and making straight through cable jointing with heat shrinkable jointing kit complete with all accessories including ferrules suitable for following size of 3 core, XLPE aluminium conductor cable of 11 KV grade as required | Item179 | [52 empty] | 2 | Construction of chamber for 100mm sluices valve | item3 | 10 | Nos
45.1 | 70 sq. mm | Item180 | 5 | each | 25551 |  |  | Excess(+) | 1 | Full Conversion | INR | [40 empty] | #VALUE! | #VALUE! | #VALUE! | 1.01 | Supplying, Conveying and fixing spls. Including eart | item1 | 123.223 | Nos
45.2 | 120-185 sq. mm | Item181 | 5 | each | 33392 |  |  | Excess(+) | 1 | Full Conversion | INR | [40 empty] | #VALUE! | #VALUE! | #VALUE! | 1.02 | Construction of chamber for 100mm sluice plates | item2 | 213 | Nos
45.3 | 240 sq mm | Item182 | 1 | each | 36731 |  |  | Excess(+) | 1 | Full Conversion | INR | [40 empty] | #VALUE! | #VALUE! | #VALUE! | 2 | Construction of chamber for 100mm sluices valve | item3 | 10 | Nos
46 | Supplying and fixing of GI pipe of following mm dia (nominal), 3 mtrs. length along the pole for protection of under ground cable as required. | Item183 | [52 empty] | 3 | Supplying, Conveying and fixing spls. Including ea | item4 | 10 | Nos
46.1 | 50mm dia | Item184 | 10 | Nos. | 2248 |  |  | Excess(+) | 1 | Full Conversion | INR | [40 empty] | #VALUE! | #VALUE! | #VALUE! | 1.02 | Construction of chamber for 100mm sluice plates | item2 | 213 | Nos
46.2 | 80mm dia | Item185 | 10 | Nos. | 3162 |  |  | Excess(+) | 1 | Full Conversion | INR | [40 empty] | #VALUE! | #VALUE! | #VALUE! | 2 | Construction of chamber for 100mm sluices valve | item3 | 10 | Nos
47 | Supplying and erection of 33 KV pin insulator complete with large steel head G.I. pin, nuts, washers etc. as required. | Item186 | 2 | set | 723 |  |  | Excess(+) | 1 | Full Conversion | INR | [40 empty] | #VALUE! | #VALUE! | #VALUE! | 3 | Supplying, Conveying and fixing spls. Including ea | item4 | 10 | Nos
48 | Supplying and erection of a set of three 11 KV disc insulator for 33 KV over head lines with galvanised insulator fittings, ball and socket type and complete with galvanised strain clamps, bolts, nuts, washers etc. as required. | Item187 | 2 | set | 2477 |  |  | Excess(+) | 1 | Full Conversion | INR | [40 empty] | #VALUE! | #VALUE! | #VALUE! | 1.01 | Supplying, Conveying and fixing spls. Including eart | item1 | 123.223 | Nos
49 | Supplying and erection of single piece nonlinear resistor type lightning arrestor suitable for 3 wire, 33 KV overhead lines with rated voltage 30 KV (rms) with a nominal discharge current rating of 10 KA (station class) and complete with galvanised clamping arrangement, G.I. bolts, nuts, washers etc. as required. | Item188 | 2 | set | 15142 |  |  | Excess(+) | 1 | Full Conversion | INR | [40 empty] | #VALUE! | #VALUE! | #VALUE! | 1.02 | Construction of chamber for 100mm sluice plates | item2 | 213 | Nos
50 | Excavation of the cable trenches in hard rock not exceeding 1.5 meter in width, and lift upto 1.5 meter, including getting out the excavated soil and disposal of excavated soil as directed within a lead of 50 meter | Item189 | 2 | Cum | 1065 |  |  | Excess(+) | 1 | Full Conversion | INR | [40 empty] | #VALUE! | #VALUE! | #VALUE! | 2 | Construction of chamber for 100mm sluices valve | item3 | 10 | Nos
51 | Providing, laying and fixing following dia G.I. pipe (medium class) in ground complete with G.I. fittings including trenching (75 cm deep) and re-filling etc as required | Item190 | [52 empty] | 3 | Supplying, Conveying and fixing spls. Including ea | item4 | 10 | Nos
51.1 | 50mm dia | Item191 | 10 | Mtr. | 580 |  |  | Excess(+) | 1 | Full Conversion | INR | [40 empty] | #VALUE! | #VALUE! | #VALUE! | 1.01 | Supplying, Conveying and fixing spls. Including eart | item1 | 123.223 | Nos
51.2 | 80mm dia | Item192 | 10 | Mtr. | 879 |  |  | Excess(+) | 1 | Full Conversion | INR | [40 empty] | #VALUE! | #VALUE! | #VALUE! | 1.02 | Construction of chamber for 100mm sluice plates | item2 | 213 | Nos
51.3 | 100mm dia | Item193 | 10 | Mtr. | 1584 |  |  | Excess(+) | 1 | Full Conversion | INR | [40 empty] | #VALUE! | #VALUE! | #VALUE! | 2 | Construction of chamber for 100mm sluices valve | item3 | 10 | Nos
51.4 | 150mm dia | Item194 | 10 | Mtr. | 2402 |  |  | Excess(+) | 1 | Full Conversion | INR | [40 empty] | #VALUE! | #VALUE! | #VALUE! | 1.01 | Supplying, Conveying and fixing spls. Including eart | item1 | 123.223 | Nos
52 | Supplying and fixing of following size MS flexible pipe with PVC coating along with all ancillaries and accessories like coupler etc. as required. | Item195 | [52 empty] | 1.02 | Construction of chamber for 100mm sluice plates | item2 | 213 | Nos
52.1 | 25mm | Item196 | 10 | mtr | 46 |  |  | Excess(+) | 1 | Full Conversion | INR | [40 empty] | #VALUE! | #VALUE! | #VALUE! | 2 | Construction of chamber for 100mm sluices valve | item3 | 10 | Nos
52.2 | 32mm | Item197 | 10 | mtr | 59 |  |  | Excess(+) | 1 | Full Conversion | INR | [40 empty] | #VALUE! | #VALUE! | #VALUE! | 3 | Supplying, Conveying and fixing spls. Including ea | item4 | 10 | Nos
53 | Excavation work by mechanical means (Hydraulic excavator)/ manual means in foundation trenches or drains (not exceeding 1.5m in width or 10 sqm on plan), including dressing of sides and ramming of bottoms, lift upto 1.5 m, including getting out the excavated soil and disposal of surplus excavated soils as directed, within a lead of 50 m. | Item198 | [52 empty] | 1.02 | Construction of chamber for 100mm sluice plates | item2 | 213 | Nos
53.1 | Ordinary rock | Item199 | 2 | Cum | 555 |  |  | Excess(+) | 1 | Full Conversion | INR | [40 empty] | #VALUE! | #VALUE! | #VALUE! | 2 | Construction of chamber for 100mm sluices valve | item3 | 10 | Nos
57 | Providing brick work (in width 225 mm or more) with F.P.S. bricks of class designation 7.5 in cement mortar 1:4 (1 cement : 4 coarse sand) at all levels | Item200 | 5 | Cum | 6463 |  |  | Excess(+) | 1 | Full Conversion | INR | [40 empty] | #VALUE! | #VALUE! | #VALUE! | 3 | Supplying, Conveying and fixing spls. Including ea | item4 | 10 | Nos
58 | Providing 15 mm thick cement plaster of mix 1:4 (1 cement : 4 fine sand) at all levels. | Item201 | 5 | Sq.mtr. | 350 |  |  | Excess(+) | 1 | Full Conversion | INR | [40 empty] | #VALUE! | #VALUE! | #VALUE! | 1.01 | Supplying, Conveying and fixing spls. Including eart | item1 | 123.223 | Nos
59 | Providing and laying cement concrete in retaining walls, return walls, walls (any thickness) including attached pilasters, columns, piers, abutments, pillars, posts, struts, buttresses, string or lacing courses, parapets, coping, bed blocks, anchor blocks, plain window sills, fillets, sunken floor etc., up to floor five level, excluding the cost of centering, shuttering and finishing : | Item202 | [52 empty] | 1.02 | Construction of chamber for 100mm sluice plates | item2 | 213 | Nos
59.1 | 1:1½:3 (1 cement : 1½ coarse sand (zone-III) : 3 raded stone aggregate 20 mm nominal size). | Item203 | 2 | Cum | 9082 |  |  | Excess(+) | 1 | Full Conversion | INR | [40 empty] | #VALUE! | #VALUE! | #VALUE! | 2 | Construction of chamber for 100mm sluices valve | item3 | 10 | Nos
60 | CABLE: Supplying & Laying of one no. XLPE power cables (heavy duty) PVC sheathed working voltage upto, including 1100 volts, aluminium conductor steel armoured cable confirming to IS1554 (Part-1) & 7098 (Part-1) cable of size 2x6sqmm, grade 1.1kV in following manners. | Item204 | [52 empty] | 3 | Supplying, Conveying and fixing spls. Including ea | item4 | 10 | Nos
60.1 | In Ground I/c excavation, sand cushioning protective covering, refilling of earth as reqd. | Item205 | 20 | Mtr. | 466 |  |  | Excess(+) | 1 | Full Conversion | INR | [40 empty] | #VALUE! | #VALUE! | #VALUE! | 1.01 | Supplying, Conveying and fixing spls. Including eart | item1 | 123.223 | Nos
60.2 | In existing Pipe | Item206 | 10 | Mtr. | 132 |  |  | Excess(+) | 1 | Full Conversion | INR | [40 empty] | #VALUE! | #VALUE! | #VALUE! | 1.02 | Construction of chamber for 100mm sluice plates | item2 | 213 | Nos
60.3 | In existing open duct | Item207 | 10 | Mtr. | 123 |  |  | Excess(+) | 1 | Full Conversion | INR | [40 empty] | #VALUE! | #VALUE! | #VALUE! | 2 | Construction of chamber for 100mm sluices valve | item3 | 10 | Nos
60.4 | Fixing on surface with MS clamp | Item208 | 10 | Mtr. | 146 |  |  | Excess(+) | 1 | Full Conversion | INR | [40 empty] | #VALUE! | #VALUE! | #VALUE! | 1.01 | Supplying, Conveying and fixing spls. Including eart | item1 | 123.223 | Nos
61 | Supplying & Laying of one no. XLPE power cables (heavy duty) PVC sheathed working voltage upto, including 1100 volts, aluminium conductor steel armoured cable confirming to IS1554 (Part-1) & 7098 (Part-1) cable of size 2x10sqmm, grade 1.1kV in following manners. | Item209 | [52 empty] | 1.02 | Construction of chamber for 100mm sluice plates | item2 | 213 | Nos
61.1 | In Ground I/c excavation, sand cushioning protective covering, refilling of earth as reqd. | Item210 | 20 | Mtr. | 491 |  |  | Excess(+) | 1 | Full Conversion | INR | [40 empty] | #VALUE! | #VALUE! | #VALUE! | 2 | Construction of chamber for 100mm sluices valve | item3 | 10 | Nos
61.2 | In existing Pipe | Item211 | 10 | Mtr. | 156 |  |  | Excess(+) | 1 | Full Conversion | INR | [40 empty] | #VALUE! | #VALUE! | #VALUE! | 3 | Supplying, Conveying and fixing spls. Including ea | item4 | 10 | Nos
61.3 | In existing open duct | Item212 | 10 | Mtr. | 147 |  |  | Excess(+) | 1 | Full Conversion | INR | [40 empty] | #VALUE! | #VALUE! | #VALUE! | 1.02 | Construction of chamber for 100mm sluice plates | item2 | 213 | Nos
61.4 | Fixing on surface with MS clamp | Item213 | 10 | Mtr. | 171 |  |  | Excess(+) | 1 | Full Conversion | INR | [40 empty] | #VALUE! | #VALUE! | #VALUE! | 2 | Construction of chamber for 100mm sluices valve | item3 | 10 | Nos
62 | Supplying & Laying of one no. XLPE power cables (heavy duty) PVC sheathed working voltage upto, including 1100 volts, aluminium conductor steel armoured cable confirming to IS1554 (Part-1) & 7098 (Part-1) cable of size 2x16sqmm, grade 1.1kV in following manners. | Item214 | [52 empty] | 3 | Supplying, Conveying and fixing spls. Including ea | item4 | 10 | Nos
62.1 | In Ground I/c excavation, sand cushioning protective covering, refilling of earth as reqd. | Item215 | 20 | Mtr. | 508 |  |  | Excess(+) | 1 | Full Conversion | INR | [40 empty] | #VALUE! | #VALUE! | #VALUE! | 1.01 | Supplying, Conveying and fixing spls. Including eart | item1 | 123.223 | Nos
62.2 | In existing Pipe | Item216 | 10 | Mtr. | 173 |  |  | Excess(+) | 1 | Full Conversion | INR | [40 empty] | #VALUE! | #VALUE! | #VALUE! | 1.02 | Construction of chamber for 100mm sluice plates | item2 | 213 | Nos
62.3 | In existing open duct | Item217 | 10 | Mtr. | 164 |  |  | Excess(+) | 1 | Full Conversion | INR | [40 empty] | #VALUE! | #VALUE! | #VALUE! | 2 | Construction of chamber for 100mm sluices valve | item3 | 10 | Nos
62.4 | Fixing on surface with MS clamp | Item218 | 10 | Mtr. | 188 |  |  | Excess(+) | 1 | Full Conversion | INR | [40 empty] | #VALUE! | #VALUE! | #VALUE! | 3 | Supplying, Conveying and fixing spls. Including ea | item4 | 10 | Nos
63 | Supplying & Laying of one no. XLPE power cables (heavy duty) PVC sheathed working voltage upto, including 1100 volts, aluminium conductor steel armoured cable confirming to IS1554 (Part-1) & 7098 (Part-1) cable of size 3-1/2 x 25sqmm, grade 1.1kV in following manners. | Item219 | [52 empty] | 1.01 | Supplying, Conveying and fixing spls. Including eart | item1 | 123.223 | Nos
63.1 | In Ground I/c excavation, sand cushioning protective covering, refilling of earth as reqd. | Item220 | 20 | Mtr. | 584 |  |  | Excess(+) | 1 | Full Conversion | INR | [40 empty] | #VALUE! | #VALUE! | #VALUE! | 1.02 | Construction of chamber for 100mm sluice plates | item2 | 213 | Nos
63.2 | In existing Pipe | Item221 | 10 | Mtr. | 249 |  |  | Excess(+) | 1 | Full Conversion | INR | [40 empty] | #VALUE! | #VALUE! | #VALUE! | 2 | Construction of chamber for 100mm sluices valve | item3 | 10 | Nos
63.3 | In existing open duct | Item222 | 10 | Mtr. | 240 |  |  | Excess(+) | 1 | Full Conversion | INR | [40 empty] | #VALUE! | #VALUE! | #VALUE! | 1.01 | Supplying, Conveying and fixing spls. Including eart | item1 | 123.223 | Nos
63.4 | Fixing on surface with MS clamp | Item223 | 10 | Mtr. | 264 |  |  | Excess(+) | 1 | Full Conversion | INR | [40 empty] | #VALUE! | #VALUE! | #VALUE! | 1.02 | Construction of chamber for 100mm sluice plates | item2 | 213 | Nos
64 | Supplying & Laying of one no. XLPE power cables (heavy duty) PVC sheathed working voltage upto, including 1100 volts, aluminium conductor steel armoured cable confirming to IS1554 (Part-1) & 7098 (Part-1) cable of size 3-1/2 x 35sqmm, grade 1.1kV in following manners. | Item224 | [52 empty] | 2 | Construction of chamber for 100mm sluices valve | item3 | 10 | Nos
64.1 | In Ground I/c excavation, sand cushioning protective covering, refilling of earth as reqd. | Item225 | 20 | Mtr. | 640 |  |  | Excess(+) | 1 | Full Conversion | INR | [40 empty] | #VALUE! | #VALUE! | #VALUE! | 3 | Supplying, Conveying and fixing spls. Including ea | item4 | 10 | Nos
64.2 | In existing Pipe | Item226 | 10 | Mtr. | 305 |  |  | Excess(+) | 1 | Full Conversion | INR | [40 empty] | #VALUE! | #VALUE! | #VALUE! | 1.02 | Construction of chamber for 100mm sluice plates | item2 | 213 | Nos
64.3 | In existing open duct | Item227 | 10 | Mtr. | 296 |  |  | Excess(+) | 1 | Full Conversion | INR | [40 empty] | #VALUE! | #VALUE! | #VALUE! | 2 | Construction of chamber for 100mm sluices valve | item3 | 10 | Nos
64.4 | Fixing on surface with MS clamp | Item228 | 10 | Mtr. | 320 |  |  | Excess(+) | 1 | Full Conversion | INR | [40 empty] | #VALUE! | #VALUE! | #VALUE! | 3 | Supplying, Conveying and fixing spls. Including ea | item4 | 10 | Nos
65 | Supplying & Laying of one no. XLPE power cables (heavy duty) PVC sheathed working voltage upto, including 1100 volts, aluminium conductor steel armoured cable confirming to IS1554 (Part-1) & 7098 (Part-1) cable of size 3-1/2 x 50sqmm, grade 1.1kV in following manners. | Item229 | [52 empty] | 1.01 | Supplying, Conveying and fixing spls. Including eart | item1 | 123.223 | Nos
65.1 | In Ground I/c excavation, sand cushioning protective covering, refilling of earth as reqd. | Item230 | 20 | Mtr. | 752 |  |  | Excess(+) | 1 | Full Conversion | INR | [40 empty] | #VALUE! | #VALUE! | #VALUE! | 1.02 | Construction of chamber for 100mm sluice plates | item2 | 213 | Nos
65.2 | In existing Pipe | Item231 | 10 | Mtr. | 421 |  |  | Excess(+) | 1 | Full Conversion | INR | [40 empty] | #VALUE! | #VALUE! | #VALUE! | 2 | Construction of chamber for 100mm sluices valve | item3 | 10 | Nos
65.3 | In existing open duct | Item232 | 10 | Mtr. | 409 |  |  | Excess(+) | 1 | Full Conversion | INR | [40 empty] | #VALUE! | #VALUE! | #VALUE! | 3 | Supplying, Conveying and fixing spls. Including ea | item4 | 10 | Nos
65.4 | Fixing on surface with MS clamp | Item233 | 10 | Mtr. | 487 |  |  | Excess(+) | 1 | Full Conversion | INR | [40 empty] | #VALUE! | #VALUE! | #VALUE! | 1.01 | Supplying, Conveying and fixing spls. Including eart | item1 | 123.223 | Nos
66 | Supplying & Laying of one no. XLPE power cables (heavy duty) PVC sheathed working voltage upto, including 1100 volts, aluminium conductor steel armoured cable confirming to IS1554 (Part-1) & 7098 (Part-1) cable of size 3-1/2 x 70sqmm, grade 1.1kV in following manners. | Item234 | [52 empty] | 1.02 | Construction of chamber for 100mm sluice plates | item2 | 213 | Nos
66.1 | In Ground I/c excavation, sand cushioning protective covering, refilling of earth as reqd. | Item235 | 20 | Mtr. | 878 |  |  | Excess(+) | 1 | Full Conversion | INR | [40 empty] | #VALUE! | #VALUE! | #VALUE! | 2 | Construction of chamber for 100mm sluices valve | item3 | 10 | Nos
66.2 | In existing Pipe | Item236 | 10 | Mtr. | 546 |  |  | Excess(+) | 1 | Full Conversion | INR | [40 empty] | #VALUE! | #VALUE! | #VALUE! | 1.01 | Supplying, Conveying and fixing spls. Including eart | item1 | 123.223 | Nos
66.3 | In existing open duct | Item237 | 10 | Mtr. | 534 |  |  | Excess(+) | 1 | Full Conversion | INR | [40 empty] | #VALUE! | #VALUE! | #VALUE! | 1.02 | Construction of chamber for 100mm sluice plates | item2 | 213 | Nos
66.4 | Fixing on surface with MS clamp | Item238 | 10 | Mtr. | 612 |  |  | Excess(+) | 1 | Full Conversion | INR | [40 empty] | #VALUE! | #VALUE! | #VALUE! | 2 | Construction of chamber for 100mm sluices valve | item3 | 10 | Nos
67 | Supplying & Laying of one no. XLPE power cables (heavy duty) PVC sheathed working voltage upto, including 1100 volts, aluminium conductor steel armoured cable confirming to IS1554 (Part-1) & 7098 (Part-1) cable of size 3-1/2 x 95sqmm, grade 1.1kV in following manners. | Item239 | [52 empty] | 3 | Supplying, Conveying and fixing spls. Including ea | item4 | 10 | Nos
67.1 | In Ground I/c excavation, sand cushioning protective covering, refilling of earth as reqd. | Item240 | 20 | Mtr. | 999 |  |  | Excess(+) | 1 | Full Conversion | INR | [40 empty] | #VALUE! | #VALUE! | #VALUE! | 1.02 | Construction of chamber for 100mm sluice plates | item2 | 213 | Nos
67.2 | In existing Pipe | Item241 | 10 | Mtr. | 667 |  |  | Excess(+) | 1 | Full Conversion | INR | [40 empty] | #VALUE! | #VALUE! | #VALUE! | 2 | Construction of chamber for 100mm sluices valve | item3 | 10 | Nos
67.3 | In existing open duct | Item242 | 10 | Mtr. | 655 |  |  | Excess(+) | 1 | Full Conversion | INR | [40 empty] | #VALUE! | #VALUE! | #VALUE! | 3 | Supplying, Conveying and fixing spls. Including ea | item4 | 10 | Nos
67.4 | Fixing on surface with MS clamp | Item243 | 10 | Mtr. | 733 |  |  | Excess(+) | 1 | Full Conversion | INR | [40 empty] | #VALUE! | #VALUE! | #VALUE! | 1.01 | Supplying, Conveying and fixing spls. Including eart | item1 | 123.223 | Nos
68 | Supplying & Laying of one no. XLPE power cables (heavy duty) PVC sheathed working voltage upto, including 1100 volts, aluminium conductor steel armoured cable confirming to IS1554 (Part-1) & 7098 (Part-1) cable of size 3-1/2 x 120 sq.mm. grade 1.1kV in following manners. | Item244 | [52 empty] | 1.02 | Construction of chamber for 100mm sluice plates | item2 | 213 | Nos
68.1 | In Ground I/c excavation, sand cushioning protective covering, refilling of earth as reqd. | Item245 | 20 | Mtr. | 1171 |  |  | Excess(+) | 1 | Full Conversion | INR | [40 empty] | #VALUE! | #VALUE! | #VALUE! | 2 | Construction of chamber for 100mm sluices valve | item3 | 10 | Nos
68.2 | In existing Pipe | Item246 | 10 | Mtr. | 841 |  |  | Excess(+) | 1 | Full Conversion | INR | [40 empty] | #VALUE! | #VALUE! | #VALUE! | 3 | Supplying, Conveying and fixing spls. Including ea | item4 | 10 | Nos
68.3 | In existing open duct | Item247 | 10 | Mtr. | 808 |  |  | Excess(+) | 1 | Full Conversion | INR | [40 empty] | #VALUE! | #VALUE! | #VALUE! | 1.01 | Supplying, Conveying and fixing spls. Including eart | item1 | 123.223 | Nos
68.4 | Fixing on surface with MS clamp | Item248 | 10 | Mtr. | 882 |  |  | Excess(+) | 1 | Full Conversion | INR | [40 empty] | #VALUE! | #VALUE! | #VALUE! | 1.02 | Construction of chamber for 100mm sluice plates | item2 | 213 | Nos
69 | Supplying & Laying of one no. XLPE power cables (heavy duty) PVC sheathed working voltage upto, including 1100 volts, aluminium conductor steel armoured cable confirming to IS1554 (Part-1) & 7098 (Part-1) cable of size 3-1/2 x 150 sq.mm. grade 1.1kV in following manners. | Item249 | [52 empty] | 2 | Construction of chamber for 100mm sluices valve | item3 | 10 | Nos
69.1 | In Ground I/c excavation, sand cushioning protective covering, refilling of earth as reqd. | Item250 | 20 | Mtr. | 1313 |  |  | Excess(+) | 1 | Full Conversion | INR | [40 empty] | #VALUE! | #VALUE! | #VALUE! | 1.01 | Supplying, Conveying and fixing spls. Including eart | item1 | 123.223 | Nos
69.2 | In existing Pipe | Item251 | 10 | Mtr. | 983 |  |  | Excess(+) | 1 | Full Conversion | INR | [40 empty] | #VALUE! | #VALUE! | #VALUE! | 1.02 | Construction of chamber for 100mm sluice plates | item2 | 213 | Nos
69.3 | In existing open duct | Item252 | 10 | Mtr. | 969 |  |  | Excess(+) | 1 | Full Conversion | INR | [40 empty] | #VALUE! | #VALUE! | #VALUE! | 2 | Construction of chamber for 100mm sluices valve | item3 | 10 | Nos
69.4 | Fixing on surface with MS clamp | Item253 | 10 | Mtr. | 1051 |  |  | Excess(+) | 1 | Full Conversion | INR | [40 empty] | #VALUE! | #VALUE! | #VALUE! | 3 | Supplying, Conveying and fixing spls. Including ea | item4 | 10 | Nos
70 | Supplying & Laying of one no. XLPE power cables (heavy duty) PVC sheathed working voltage upto, including 1100 volts, aluminium conductor steel armoured cable confirming to IS1554 (Part-1) & 7098 (Part-1) cable of size 3-1/2 x 185sqmm, grade 1.1kV in following manners. | Item254 | [52 empty] | 1.02 | Construction of chamber for 100mm sluice plates | item2 | 213 | Nos
70.1 | In Ground I/c excavation, sand cushioning protective covering, refilling of earth as reqd. | Item255 | 20 | Mtr. | 1553 |  |  | Excess(+) | 1 | Full Conversion | INR | [40 empty] | #VALUE! | #VALUE! | #VALUE! | 2 | Construction of chamber for 100mm sluices valve | item3 | 10 | Nos
70.2 | In existing Pipe | Item256 | 10 | Mtr. | 1223 |  |  | Excess(+) | 1 | Full Conversion | INR | [40 empty] | #VALUE! | #VALUE! | #VALUE! | 3 | Supplying, Conveying and fixing spls. Including ea | item4 | 10 | Nos
70.3 | In existing open duct | Item257 | 10 | Mtr. | 1209 |  |  | Excess(+) | 1 | Full Conversion | INR | [40 empty] | #VALUE! | #VALUE! | #VALUE! | 1.01 | Supplying, Conveying and fixing spls. Including eart | item1 | 123.223 | Nos
70.4 | Fixing on surface with MS clamp | Item258 | 10 | Mtr. | 1292 |  |  | Excess(+) | 1 | Full Conversion | INR | [40 empty] | #VALUE! | #VALUE! | #VALUE! | 1.02 | Construction of chamber for 100mm sluice plates | item2 | 213 | Nos
71 | Supplying & Laying of one no. XLPE power cables (heavy duty) PVC sheathed working voltage upto, including 1100 volts, aluminium conductor steel armoured cable confirming to IS1554 (Part-1) & 7098 (Part-1) cable of size 3-1/2 x 240sqmm, grade 1.1kV in following manners. | Item259 | [52 empty] | 2 | Construction of chamber for 100mm sluices valve | item3 | 10 | Nos
71.1 | In Ground I/c excavation, sand cushioning protective covering, refilling of earth as reqd. | Item260 | 20 | Mtr. | 1898 |  |  | Excess(+) | 1 | Full Conversion | INR | [40 empty] | #VALUE! | #VALUE! | #VALUE! | 3 | Supplying, Conveying and fixing spls. Including ea | item4 | 10 | Nos
71.2 | In existing Pipe | Item261 | 10 | Mtr. | 1575 |  |  | Excess(+) | 1 | Full Conversion | INR | [40 empty] | #VALUE! | #VALUE! | #VALUE! | 1.01 | Supplying, Conveying and fixing spls. Including eart | item1 | 123.223 | Nos
71.3 | In existing open duct | Item262 | 10 | Mtr. | 1555 |  |  | Excess(+) | 1 | Full Conversion | INR | [40 empty] | #VALUE! | #VALUE! | #VALUE! | 1.02 | Construction of chamber for 100mm sluice plates | item2 | 213 | Nos
71.4 | Fixing on surface with MS clamp | Item263 | 10 | Mtr. | 1658 |  |  | Excess(+) | 1 | Full Conversion | INR | [40 empty] | #VALUE! | #VALUE! | #VALUE! | 2 | Construction of chamber for 100mm sluices valve | item3 | 10 | Nos
72 | Supplying & Laying of one no. XLPE power cables (heavy duty) PVC sheathed working voltage upto, including 1100 volts, aluminium conductor steel armoured cable confirming to IS1554 (Part-1) & 7098 (Part-1) cable of size 3-1/2 x 300sqmm, grade 1.1kV in following manners. | Item264 | [52 empty] | 1.01 | Supplying, Conveying and fixing spls. Including eart | item1 | 123.223 | Nos
72.1 | In Ground I/c excavation, sand cushioning protective covering, refilling of earth as reqd. | Item265 | 20 | Mtr. | 2230 |  |  | Excess(+) | 1 | Full Conversion | INR | [40 empty] | #VALUE! | #VALUE! | #VALUE! | 1.02 | Construction of chamber for 100mm sluice plates | item2 | 213 | Nos
72.2 | In existing Pipe | Item266 | 10 | Mtr. | 1906 |  |  | Excess(+) | 1 | Full Conversion | INR | [40 empty] | #VALUE! | #VALUE! | #VALUE! | 2 | Construction of chamber for 100mm sluices valve | item3 | 10 | Nos
72.3 | In existing open duct | Item267 | 10 | Mtr. | 1886 |  |  | Excess(+) | 1 | Full Conversion | INR | [40 empty] | #VALUE! | #VALUE! | #VALUE! | 3 | Supplying, Conveying and fixing spls. Including ea | item4 | 10 | Nos
72.4 | Fixing on surface with MS clamp | Item268 | 10 | Mtr. | 1989 |  |  | Excess(+) | 1 | Full Conversion | INR | [40 empty] | #VALUE! | #VALUE! | #VALUE! | 1.02 | Construction of chamber for 100mm sluice plates | item2 | 213 | Nos
73 | Supplying & Laying of one no. XLPE power cables (heavy duty) PVC sheathed working voltage upto, including 1100 volts, aluminium conductor steel armoured cable confirming to IS1554 (Part-1) & 7098 (Part-1) cable of size 3-1/2 x 400sqmm, grade 1.1kV in following manners. | Item269 | [52 empty] | 2 | Construction of chamber for 100mm sluices valve | item3 | 10 | Nos
73.1 | In Ground I/c excavation, sand cushioning protective covering, refilling of earth as reqd. | Item270 | 20 | Mtr. | 2720 |  |  | Excess(+) | 1 | Full Conversion | INR | [40 empty] | #VALUE! | #VALUE! | #VALUE! | 3 | Supplying, Conveying and fixing spls. Including ea | item4 | 10 | Nos
73.2 | In existing Pipe | Item271 | 10 | Mtr. | 2396 |  |  | Excess(+) | 1 | Full Conversion | INR | [40 empty] | #VALUE! | #VALUE! | #VALUE! | 1.01 | Supplying, Conveying and fixing spls. Including eart | item1 | 123.223 | Nos
73.3 | In existing open duct | Item272 | 10 | Mtr. | 2376 |  |  | Excess(+) | 1 | Full Conversion | INR | [40 empty] | #VALUE! | #VALUE! | #VALUE! | 1.02 | Construction of chamber for 100mm sluice plates | item2 | 213 | Nos
73.4 | Fixing on surface with MS clamp | Item273 | 10 | Mtr. | 2480 |  |  | Excess(+) | 1 | Full Conversion | INR | [40 empty] | #VALUE! | #VALUE! | #VALUE! | 2 | Construction of chamber for 100mm sluices valve | item3 | 10 | Nos
74 | Supplying & Laying of one no. XLPE cable aluminium conductor steel armoured cable of grade 6.6KV(UE)/11KV€ grade HT 3 core power cable A2XFY cable aluminium conductor, confirming to IS 1554(Part-2) & IS 7098(Part-2) cable size of 3 x 70sqmm, in following manners. | Item274 | [52 empty] | 3 | Supplying, Conveying and fixing spls. Including ea | item4 | 10 | Nos
74.1 | In Ground I/c excavation, sand cushioning protective covering, refilling of earth as reqd. | Item275 | 20 | Mtr. | 1399 |  |  | Excess(+) | 1 | Full Conversion | INR | [40 empty] | #VALUE! | #VALUE! | #VALUE! | 1.01 | Supplying, Conveying and fixing spls. Including eart | item1 | 123.223 | Nos
74.2 | In existing Pipe | Item276 | 5 | Mtr. | 964 |  |  | Excess(+) | 1 | Full Conversion | INR | [40 empty] | #VALUE! | #VALUE! | #VALUE! | 1.02 | Construction of chamber for 100mm sluice plates | item2 | 213 | Nos
74.3 | In existing open duct | Item277 | 5 | Mtr. | 950 |  |  | Excess(+) | 1 | Full Conversion | INR | [40 empty] | #VALUE! | #VALUE! | #VALUE! | 2 | Construction of chamber for 100mm sluices valve | item3 | 10 | Nos
75 | Supplying & Laying of one no. XLPE cable aluminium conductor steel armoured cable of grade 6.6KV(UE)/11KV€ grade HT 3 core power cable A2XFY cable aluminium conductor, confirming to IS 1554(Part-2) & IS 7098(Part-2) cable size of 3 x 95sqmm, in following manners. | Item278 | [52 empty] | 1.01 | Supplying, Conveying and fixing spls. Including eart | item1 | 123.223 | Nos
75.1 | In Ground I/c excavation, sand cushioning protective covering, refilling of earth as reqd. | Item279 | 20 | Mtr. | 1519 |  |  | Excess(+) | 1 | Full Conversion | INR | [40 empty] | #VALUE! | #VALUE! | #VALUE! | 1.02 | Construction of chamber for 100mm sluice plates | item2 | 213 | Nos
75.2 | In existing Pipe | Item280 | 5 | Mtr. | 1083 |  |  | Excess(+) | 1 | Full Conversion | INR | [40 empty] | #VALUE! | #VALUE! | #VALUE! | 2 | Construction of chamber for 100mm sluices valve | item3 | 10 | Nos
75.3 | In existing open duct | Item281 | 5 | Mtr. | 1069 |  |  | Excess(+) | 1 | Full Conversion | INR | [40 empty] | #VALUE! | #VALUE! | #VALUE! | 3 | Supplying, Conveying and fixing spls. Including ea | item4 | 10 | Nos
76 | Supplying & Laying of one no. XLPE cable aluminium conductor steel armoured cable of size 3 x 120sqmm, grade 6.6KV(UE) , 11kV(E) in following manners. | Item282 | [52 empty] | 1.02 | Construction of chamber for 100mm sluice plates | item2 | 213 | Nos
76.1 | In Ground I/c excavation, sand cushioning protective covering, refilling of earth as reqd. | Item283 | 20 | Mtr. | 1726 |  |  | Excess(+) | 1 | Full Conversion | INR | [40 empty] | #VALUE! | #VALUE! | #VALUE! | 2 | Construction of chamber for 100mm sluices valve | item3 | 10 | Nos
76.2 | In existing Pipe | Item284 | 5 | Mtr. | 1291 |  |  | Excess(+) | 1 | Full Conversion | INR | [40 empty] | #VALUE! | #VALUE! | #VALUE! | 3 | Supplying, Conveying and fixing spls. Including ea | item4 | 10 | Nos
76.3 | In existing open duct | Item285 | 5 | Mtr. | 1277 |  |  | Excess(+) | 1 | Full Conversion | INR | [40 empty] | #VALUE! | #VALUE! | #VALUE! | 1.01 | Supplying, Conveying and fixing spls. Including eart | item1 | 123.223 | Nos
77 | Supplying & Laying of one no. XLPE cable aluminium conductor steel armoured cable of grade 6.6KV(UE)/11KV€ grade HT 3 core power cable A2XFY cable aluminium conductor, confirming to IS 1554(Part-2) & IS 7098(Part-2) cable size of 3 x 185sqmm, in following manners. | Item286 | [52 empty] | 1.02 | Construction of chamber for 100mm sluice plates | item2 | 213 | Nos
77.1 | In Ground I/c excavation, sand cushioning protective covering, refilling of earth as reqd. | Item287 | 20 | Mtr. | 2186 |  |  | Excess(+) | 1 | Full Conversion | INR | [40 empty] | #VALUE! | #VALUE! | #VALUE! | 2 | Construction of chamber for 100mm sluices valve | item3 | 10 | Nos
77.2 | In existing Pipe | Item288 | 10 | Mtr. | 1756 |  |  | Excess(+) | 1 | Full Conversion | INR | [40 empty] | #VALUE! | #VALUE! | #VALUE! | 3 | Supplying, Conveying and fixing spls. Including ea | item4 | 10 | Nos
77.3 | In existing open duct | Item289 | 10 | Mtr. | 1736 |  |  | Excess(+) | 1 | Full Conversion | INR | [40 empty] | #VALUE! | #VALUE! | #VALUE! | 1.01 | Supplying, Conveying and fixing spls. Including eart | item1 | 123.223 | Nos
78 | Supplying & Laying of one no. XLPE cable aluminium conductor steel armoured cable of grade 6.6KV(UE)/11KV€ grade HT 3 core power cable A2XFY cable aluminium conductor, confirming to IS 1554(Part-2) & IS 7098(Part-2) cable size of 3 x 240qmm, in following manners. | Item290 | [52 empty] | 1.02 | Construction of chamber for 100mm sluice plates | item2 | 213 | Nos
78.1 | In Ground I/c excavation, sand cushioning protective covering, refilling of earth as reqd. | Item291 | 5 | Mtr. | 2595 |  |  | Excess(+) | 1 | Full Conversion | INR | [40 empty] | #VALUE! | #VALUE! | #VALUE! | 2 | Construction of chamber for 100mm sluices valve | item3 | 10 | Nos
78.2 | In existing Pipe | Item292 | 5 | Mtr. | 2166 |  |  | Excess(+) | 1 | Full Conversion | INR | [40 empty] | #VALUE! | #VALUE! | #VALUE! | 1.01 | Supplying, Conveying and fixing spls. Including eart | item1 | 123.223 | Nos
78.3 | In existing open duct | Item293 | 5 | Mtr. | 2146 |  |  | Excess(+) | 1 | Full Conversion | INR | [40 empty] | #VALUE! | #VALUE! | #VALUE! | 1.02 | Construction of chamber for 100mm sluice plates | item2 | 213 | Nos
79 | Digging cable trench for taking out cable HT/LT size up to 400sq.mm and refilling , watering ,ramming the sameafter taking out cable as reqd complete. | Item294 | 50 | Mtr. | 143 |  |  | Excess(+) | 1 | Full Conversion | INR | [40 empty] | #VALUE! | #VALUE! | #VALUE! | 2 | Construction of chamber for 100mm sluices valve | item3 | 10 | Nos
80 | Lifting removing cable from trench/clamps, making role & depositing the same in store I/c cartage. | Item295 | [52 empty] | 3 | Supplying, Conveying and fixing spls. Including ea | item4 | 10 | Nos
80.1 | upto 35 sqmm | Item296 | 20 | Mtr. | 46 |  |  | Excess(+) | 1 | Full Conversion | INR | [40 empty] | #VALUE! | #VALUE! | #VALUE! | 1.02 | Construction of chamber for 100mm sluice plates | item2 | 213 | Nos
80.2 | 35 to 95sq.mm | Item297 | 20 | Mtr. | 65 |  |  | Excess(+) | 1 | Full Conversion | INR | [40 empty] | #VALUE! | #VALUE! | #VALUE! | 2 | Construction of chamber for 100mm sluices valve | item3 | 10 | Nos
80.3 | 95 to 185sq.mm | Item298 | 20 | Mtr. | 82 |  |  | Excess(+) | 1 | Full Conversion | INR | [40 empty] | #VALUE! | #VALUE! | #VALUE! | 3 | Supplying, Conveying and fixing spls. Including ea | item4 | 10 | Nos
80.4 | 185 to 400sq.mm | Item299 | 20 | Mtr. | 136 |  |  | Excess(+) | 1 | Full Conversion | INR | [40 empty] | #VALUE! | #VALUE! | #VALUE! | 1.01 | Supplying, Conveying and fixing spls. Including eart | item1 | 123.223 | Nos
81 | Dismentling and refixing brass compression type gland of HT/LT cable size up to 400 sq. mm. | Item300 | 20 | Nos. | 258 |  |  | Excess(+) | 1 | Full Conversion | INR | [40 empty] | #VALUE! | #VALUE! | #VALUE! | 1.02 | Construction of chamber for 100mm sluice plates | item2 | 213 | Nos
82 | S/F, copper cable lug suitable for following size of conductor. | Item301 | [52 empty] | 2 | Construction of chamber for 100mm sluices valve | item3 | 10 | Nos
82.1 | 6 sq.mm. | Item302 | 10 | Nos. | 21 |  |  | Excess(+) | 1 | Full Conversion | INR | [40 empty] | #VALUE! | #VALUE! | #VALUE! | 3 | Supplying, Conveying and fixing spls. Including ea | item4 | 10 | Nos
82.2 | 10 sq.mm. | Item303 | 10 | Nos. | 36 |  |  | Excess(+) | 1 | Full Conversion | INR | [40 empty] | #VALUE! | #VALUE! | #VALUE! | 1.01 | Supplying, Conveying and fixing spls. Including eart | item1 | 123.223 | Nos
82.3 | 16 sq.mm. | Item304 | 10 | Nos. | 41 |  |  | Excess(+) | 1 | Full Conversion | INR | [40 empty] | #VALUE! | #VALUE! | #VALUE! | 1.02 | Construction of chamber for 100mm sluice plates | item2 | 213 | Nos
82.4 | 20 sq.mm. | Item305 | 10 | Nos. | 46 |  |  | Excess(+) | 1 | Full Conversion | INR | [40 empty] | #VALUE! | #VALUE! | #VALUE! | 2 | Construction of chamber for 100mm sluices valve | item3 | 10 | Nos
82.5 | 25 sq.mm. | Item306 | 10 | Nos. | 55 |  |  | Excess(+) | 1 | Full Conversion | INR | [40 empty] | #VALUE! | #VALUE! | #VALUE! | 1.01 | Supplying, Conveying and fixing spls. Including eart | item1 | 123.223 | Nos
82.6 | 35 sq.mm. | Item307 | 10 | Nos. | 58 |  |  | Excess(+) | 1 | Full Conversion | INR | [40 empty] | #VALUE! | #VALUE! | #VALUE! | 1.02 | Construction of chamber for 100mm sluice plates | item2 | 213 | Nos
83 | S&F, Aluminium / copper lug/reducer terminals/ inline connector terminals suitable for following size of conductor. | Item308 | [52 empty] | 2 | Construction of chamber for 100mm sluices valve | item3 | 10 | Nos
83.01 | 16 sq.mm. | Item309 | 20 | Nos. | 19 |  |  | Excess(+) | 1 | Full Conversion | INR | [40 empty] | #VALUE! | #VALUE! | #VALUE! | 3 | Supplying, Conveying and fixing spls. Including ea | item4 | 10 | Nos
83.02 | 25 sq.mm. | Item310 | 20 | Nos. | 20 |  |  | Excess(+) | 1 | Full Conversion | INR | [40 empty] | #VALUE! | #VALUE! | #VALUE! | 1.02 | Construction of chamber for 100mm sluice plates | item2 | 213 | Nos
83.03 | 35 sq.mm. | Item311 | 20 | Nos. | 25 |  |  | Excess(+) | 1 | Full Conversion | INR | [40 empty] | #VALUE! | #VALUE! | #VALUE! | 2 | Construction of chamber for 100mm sluices valve | item3 | 10 | Nos
83.04 | 50 sq.mm. | Item312 | 20 | Nos. | 32 |  |  | Excess(+) | 1 | Full Conversion | INR | [40 empty] | #VALUE! | #VALUE! | #VALUE! | 3 | Supplying, Conveying and fixing spls. Including ea | item4 | 10 | Nos
83.05 | 70 sq.mm. | Item313 | 20 | Nos. | 45 |  |  | Excess(+) | 1 | Full Conversion | INR | [40 empty] | #VALUE! | #VALUE! | #VALUE! | 1.01 | Supplying, Conveying and fixing spls. Including eart | item1 | 123.223 | Nos
83.06 | 95 sq.mm. | Item314 | 20 | Nos. | 46 |  |  | Excess(+) | 1 | Full Conversion | INR | [40 empty] | #VALUE! | #VALUE! | #VALUE! | 1.02 | Construction of chamber for 100mm sluice plates | item2 | 213 | Nos
83.07 | 120 sq.mm. | Item315 | 20 | Nos. | 63 |  |  | Excess(+) | 1 | Full Conversion | INR | [40 empty] | #VALUE! | #VALUE! | #VALUE! | 2 | Construction of chamber for 100mm sluices valve | item3 | 10 | Nos
83.08 | 185 sq.mm. | Item316 | 20 | Nos. | 93 |  |  | Excess(+) | 1 | Full Conversion | INR | [40 empty] | #VALUE! | #VALUE! | #VALUE! | 3 | Supplying, Conveying and fixing spls. Including ea | item4 | 10 | Nos
83.09 | 240 sq.mm. | Item317 | 20 | Nos. | 143 |  |  | Excess(+) | 1 | Full Conversion | INR | [40 empty] | #VALUE! | #VALUE! | #VALUE! | 1.01 | Supplying, Conveying and fixing spls. Including eart | item1 | 123.223 | Nos
83.1 | 300 sq.mm. | Item318 | 20 | Nos. | 204 |  |  | Excess(+) | 1 | Full Conversion | INR | [40 empty] | #VALUE! | #VALUE! | #VALUE! | 1.02 | Construction of chamber for 100mm sluice plates | item2 | 213 | Nos
83.11 | 400 sq.mm. | Item319 | 20 | Nos. | 288 |  |  | Excess(+) | 1 | Full Conversion | INR | [40 empty] | #VALUE! | #VALUE! | #VALUE! | 2 | Construction of chamber for 100mm sluices valve | item3 | 10 | Nos
84 | S & F, connecting and commissioning of 4 pole on load changeover switch in sheet steel 1.6mm enclosure of following capacity etc. complete as reqd. | Item320 | [52 empty] | 1.01 | Supplying, Conveying and fixing spls. Including eart | item1 | 123.223 | Nos
84.1 | 100A | Item321 | 1 | Nos. | 10960 |  |  | Excess(+) | 1 | Full Conversion | INR | [40 empty] | #VALUE! | #VALUE! | #VALUE! | 1.02 | Construction of chamber for 100mm sluice plates | item2 | 213 | Nos
84.2 | 200A | Item322 | 1 | Nos. | 18917 |  |  | Excess(+) | 1 | Full Conversion | INR | [40 empty] | #VALUE! | #VALUE! | #VALUE! | 2 | Construction of chamber for 100mm sluices valve | item3 | 10 | Nos
84.3 | 400A | Item323 | 1 | Nos. | 41657 |  |  | Excess(+) | 1 | Full Conversion | INR | [40 empty] | #VALUE! | #VALUE! | #VALUE! | 3 | Supplying, Conveying and fixing spls. Including ea | item4 | 10 | Nos
84.4 | 630A | Item324 | 1 | Nos. | 47742 |  |  | Excess(+) | 1 | Full Conversion | INR | [40 empty] | #VALUE! | #VALUE! | #VALUE! | 1.02 | Construction of chamber for 100mm sluice plates | item2 | 213 | Nos
85 | Supplying, fixing, testing and commissioning of following KVAR Capacitors (Heavy Duty) including dismentling of existing defective and damaged Capacitor etc complete as required. | Item325 | [52 empty] | 2 | Construction of chamber for 100mm sluices valve | item3 | 10 | Nos
85.1 | 15 KVAR heavy duty Ca. no. LV Capacitor CYL HD F5 V440 ABB make or it's equivallent approved make | Item326 | 2 | Nos. | 4792 |  |  | Excess(+) | 1 | Full Conversion | INR | [40 empty] | #VALUE! | #VALUE! | #VALUE! | 3 | Supplying, Conveying and fixing spls. Including ea | item4 | 10 | Nos
85.2 | 20 KVAR heavy duty Ca. no. LV Capacitor CYL HD F5 V440 ABB make or it's equivallent approved make | Item327 | 2 | Nos. | 6265 |  |  | Excess(+) | 1 | Full Conversion | INR | [40 empty] | #VALUE! | #VALUE! | #VALUE! | 1.01 | Supplying, Conveying and fixing spls. Including eart | item1 | 123.223 | Nos
85.3 | 25 KVAR heavy duty Ca. no. LV Capacitor CYL HD F5 V440 ABB make or it's equivallent approved make | Item328 | 2 | Nos. | 7758 |  |  | Excess(+) | 1 | Full Conversion | INR | [40 empty] | #VALUE! | #VALUE! | #VALUE! | 1.02 | Construction of chamber for 100mm sluice plates | item2 | 213 | Nos
86 | Providing and fixing following rating and breaking capacity and 4 pole MCCB with microprocessor base release with overload, short circiut, instantaneous short circuit protection and terminal spreaders in existing cubicle panel board including drilling holes in cubicle panel, making connections, etc. as required. | Item329 | [52 empty] | 2 | Construction of chamber for 100mm sluices valve | item3 | 10 | Nos
86.1 | 100 A 36kA FPMCCB (DN2-250D) | Item330 | 1 | Each | 21078 |  |  | Excess(+) | 1 | Full Conversion | INR | [40 empty] | #VALUE! | #VALUE! | #VALUE! | 3 | Supplying, Conveying and fixing spls. Including ea | item4 | 10 | Nos
86.2 | 160 A 50kA FPMCCB (DN2-250N) | Item331 | 1 | Nos. | 32110 |  |  | Excess(+) | 1 | Full Conversion | INR | [40 empty] | #VALUE! | #VALUE! | #VALUE! | 1.01 | Supplying, Conveying and fixing spls. Including eart | item1 | 123.223 | Nos
86.3 | 250 A 70kA FPMCCB (DN2-250S) | Item332 | 1 | Each | 41142 |  |  | Excess(+) | 1 | Full Conversion | INR | [40 empty] | #VALUE! | #VALUE! | #VALUE! | 1.02 | Construction of chamber for 100mm sluice plates | item2 | 213 | Nos
86.4 | 400 A 70kA FPMCCB (DN3-400S) | Item333 | 1 | Each | 52569 |  |  | Excess(+) | 1 | Full Conversion | INR | [40 empty] | #VALUE! | #VALUE! | #VALUE! | 2 | Construction of chamber for 100mm sluices valve | item3 | 10 | Nos
87 | S & F rotary drive kit complete with extended rod and front handle for following rating MCCB in existing LT panel complete etc. as reqd. | Item334 | [52 empty] | 1.01 | Supplying, Conveying and fixing spls. Including eart | item1 | 123.223 | Nos
87.1 | 160-250 Amp. | Item335 | 1 | Nos. | 3569 |  |  | Excess(+) | 1 | Full Conversion | INR | [40 empty] | #VALUE! | #VALUE! | #VALUE! | 1.02 | Construction of chamber for 100mm sluice plates | item2 | 213 | Nos
87.2 | 400-630 Amp. | Item336 | 1 | Nos. | 4936 |  |  | Excess(+) | 1 | Full Conversion | INR | [40 empty] | #VALUE! | #VALUE! | #VALUE! | 2 | Construction of chamber for 100mm sluices valve | item3 | 10 | Nos
88 | Supplying, fixing, testing and commissioning of four pole following contactor including dismentling of existing defective and damaged contactor etc as required complete make L&T and its equivelant. | Item337 | [52 empty] | 3 | Supplying, Conveying and fixing spls. Including ea | item4 | 10 | Nos
88.1 | MCX 43, 400A FP | Item338 | 2 | Nos. | 47233 |  |  | Excess(+) | 1 | Full Conversion | INR | [40 empty] | #VALUE! | #VALUE! | #VALUE! | 1.02 | Construction of chamber for 100mm sluice plates | item2 | 213 | Nos
88.2 | MCX 44, 500A FP | Item339 | 1 | Nos. | 59690 |  |  | Excess(+) | 1 | Full Conversion | INR | [40 empty] | #VALUE! | #VALUE! | #VALUE! | 2 | Construction of chamber for 100mm sluices valve | item3 | 10 | Nos
88.3 | MCX 45, 600A FP | Item340 | 1 | Nos. | 70513 |  |  | Excess(+) | 1 | Full Conversion | INR | [40 empty] | #VALUE! | #VALUE! | #VALUE! | 3 | Supplying, Conveying and fixing spls. Including ea | item4 | 10 | Nos
88.4 | MCX 46, 700A FP | Item341 | 1 | Nos. | 79071 |  |  | Excess(+) | 1 | Full Conversion | INR | [40 empty] | #VALUE! | #VALUE! | #VALUE! | 1.01 | Supplying, Conveying and fixing spls. Including eart | item1 | 123.223 | Nos
88.5 | MCX 47, 800A FP | Item342 | 2 | Nos. | 101184 |  |  | Excess(+) | 1 | Full Conversion | INR | [40 empty] | #VALUE! | #VALUE! | #VALUE! | 1.02 | Construction of chamber for 100mm sluice plates | item2 | 213 | Nos
89 | Supplying, fixing, testing and commissioning of 3pole following contactor including dismentling of existing defective and damaged contactor etc as required complete make L & T and its equivelant. | Item343 | [52 empty] | 2 | Construction of chamber for 100mm sluices valve | item3 | 10 | Nos
89.1 | MNX 225 TP | Item344 | 1 | Nos. | 28367 |  |  | Excess(+) | 1 | Full Conversion | INR | [40 empty] | #VALUE! | #VALUE! | #VALUE! | 3 | Supplying, Conveying and fixing spls. Including ea | item4 | 10 | Nos
89.2 | MNX 185 TP | Item345 | 1 | Nos. | 25807 |  |  | Excess(+) | 1 | Full Conversion | INR | [40 empty] | #VALUE! | #VALUE! | #VALUE! | 1.01 | Supplying, Conveying and fixing spls. Including eart | item1 | 123.223 | Nos
89.3 | MNX 95 TP | Item346 | 1 | Nos. | 13951 |  |  | Excess(+) | 1 | Full Conversion | INR | [40 empty] | #VALUE! | #VALUE! | #VALUE! | 1.02 | Construction of chamber for 100mm sluice plates | item2 | 213 | Nos
89.4 | MNX 70 TP | Item347 | 1 | Nos. | 7379 |  |  | Excess(+) | 1 | Full Conversion | INR | [40 empty] | #VALUE! | #VALUE! | #VALUE! | 2 | Construction of chamber for 100mm sluices valve | item3 | 10 | Nos
90 | Supply fixing testing and commissioning of following rating, HRC fuses 415V in existing main switch/panel including dismentaling existing defective one complete as required. | Item348 | [52 empty] | 1.01 | Supplying, Conveying and fixing spls. Including eart | item1 | 123.223 | Nos
90.01 | Cylindrical type HF 2 to 32 Amp. | Item349 | 5 | Nos. | 160 |  |  | Excess(+) | 1 | Full Conversion | INR | [40 empty] | #VALUE! | #VALUE! | #VALUE! | 1.02 | Construction of chamber for 100mm sluice plates | item2 | 213 | Nos
90.02 | DIN type 63 to 125 Amp. | Item350 | 5 | Nos. | 464 |  |  | Excess(+) | 1 | Full Conversion | INR | [40 empty] | #VALUE! | #VALUE! | #VALUE! | 2 | Construction of chamber for 100mm sluices valve | item3 | 10 | Nos
90.03 | DIN type 200 Amp. | Item351 | 5 | Nos. | 886 |  |  | Excess(+) | 1 | Full Conversion | INR | [40 empty] | #VALUE! | #VALUE! | #VALUE! | 3 | Supplying, Conveying and fixing spls. Including ea | item4 | 10 | Nos
90.04 | DIN type 315 Amp. | Item352 | 5 | Nos. | 939 |  |  | Excess(+) | 1 | Full Conversion | INR | [40 empty] | #VALUE! | #VALUE! | #VALUE! | 1.02 | Construction of chamber for 100mm sluice plates | item2 | 213 | Nos
90.05 | DIN type 400 Amp. | Item353 | 5 | Nos. | 947 |  |  | Excess(+) | 1 | Full Conversion | INR | [40 empty] | #VALUE! | #VALUE! | #VALUE! | 2 | Construction of chamber for 100mm sluices valve | item3 | 10 | Nos
90.06 | Bolted fuse HG / HQ 2-32 Amp. | Item354 | 5 | Nos. | 104 |  |  | Excess(+) | 1 | Full Conversion | INR | [40 empty] | #VALUE! | #VALUE! | #VALUE! | 3 | Supplying, Conveying and fixing spls. Including ea | item4 | 10 | Nos
90.07 | Bolted fuse HG / HQ 100 Amp. | Item355 | 5 | Nos. | 304 |  |  | Excess(+) | 1 | Full Conversion | INR | [40 empty] | #VALUE! | #VALUE! | #VALUE! | 1.01 | Supplying, Conveying and fixing spls. Including eart | item1 | 123.223 | Nos
90.08 | Bolted fuse HG / HQ 125/160 Amp. | Item356 | 5 | Nos. | 365 |  |  | Excess(+) | 1 | Full Conversion | INR | [40 empty] | #VALUE! | #VALUE! | #VALUE! | 1.02 | Construction of chamber for 100mm sluice plates | item2 | 213 | Nos
90.09 | Bolted fuse HG / HQ 315 Amp. | Item357 | 5 | Nos. | 591 |  |  | Excess(+) | 1 | Full Conversion | INR | [40 empty] | #VALUE! | #VALUE! | #VALUE! | 2 | Construction of chamber for 100mm sluices valve | item3 | 10 | Nos
90.1 | Bolted fuse HG / HQ 400 Amp. | Item358 | 5 | Nos. | 863 |  |  | Excess(+) | 1 | Full Conversion | INR | [40 empty] | #VALUE! | #VALUE! | #VALUE! | 3 | Supplying, Conveying and fixing spls. Including ea | item4 | 10 | Nos
91 | Fixing of MS Box upto 250 x 300 x100 mm DB/ pole fuse box and painting. with enamel paint as required complete. | Item359 | 5 | Nos. | 305 |  |  | Excess(+) | 1 | Full Conversion | INR | [40 empty] | #VALUE! | #VALUE! | #VALUE! | 1.01 | Supplying, Conveying and fixing spls. Including eart | item1 | 123.223 | Nos
92 | Supplying, fixing, testing and commissioning of following scale ----/5 A CT operated three phase LED Ammeter,accuracy CL 0.5,Input voltagr measurement range 50-520 VAC (P-P),Aux supply 80-300 VAC, CT secondary site selectable 1A/5A,flush mounting 96mm x 96 mm , Inbuilt selector switch for 3 phase meters, CT/PT site programmable including dismentling of existing defective and damaged meter etc as required complete. | Item360 | 2 | Nos. | 1387 |  |  | Excess(+) | 1 | Full Conversion | INR | [40 empty] | #VALUE! | #VALUE! | #VALUE! | 1.02 | Construction of chamber for 100mm sluice plates | item2 | 213 | Nos
93 | Supplying, fixing, testing and commissioning of following scale ----/110 V PT operated three phase LED Voltmeter, ,accuracy CL 0.5,Input voltagr measurement range 50-520 VAC (P-P),Aux supply 80-300 VAC, CT secondary site selectable 1A/5A,flush mounting 96mm x 96 mm , Inbuilt selector switch for 3 phase meters, CT/PT site programmable including dismentling of existing defective and damaged meter etc as required complete. | Item361 | 2 | Nos. | 1387 |  |  | Excess(+) | 1 | Full Conversion | INR | [40 empty] | #VALUE! | #VALUE! | #VALUE! | 2 | Construction of chamber for 100mm sluices valve | item3 | 10 | Nos
94 | Supplying, fixing, testing and commissioning of following scale ----/5 A CT operated Single phase Ampere Metrer including dismentling of existing defective and damaged meter etc as required complete. | Item362 | 2 | Nos. | 1059 |  |  | Excess(+) | 1 | Full Conversion | INR | [40 empty] | #VALUE! | #VALUE! | #VALUE! | 1.01 | Supplying, Conveying and fixing spls. Including eart | item1 | 123.223 | Nos
95 | Supplying, fixing, testing and commissioning of following scale ----/110 V PT operated Single phase Volt Metrer including dismentling of existing defective and damaged meter etc as required complete. | Item363 | 2 | Nos. | 1059 |  |  | Excess(+) | 1 | Full Conversion | INR | [40 empty] | #VALUE! | #VALUE! | #VALUE! | 1.02 | Construction of chamber for 100mm sluice plates | item2 | 213 | Nos
96 | Supplying, fixing, testing and commissioning of Multifuction meter for load manager, power & energy , dual source ,including dismentling of existing defective and damaged MFM meter etc as required complete. | Item364 | 2 | Nos. | 5249 |  |  | Excess(+) | 1 | Full Conversion | INR | [40 empty] | #VALUE! | #VALUE! | #VALUE! | 2 | Construction of chamber for 100mm sluices valve | item3 | 10 | Nos
97 | Supplyng and fixing of 16 A volt.meter selector switch including dismentling of existing defective one as required complete. | Item365 | 5 | Nos. | 510 |  |  | Excess(+) | 1 | Full Conversion | INR | [40 empty] | #VALUE! | #VALUE! | #VALUE! | 3 | Supplying, Conveying and fixing spls. Including ea | item4 | 10 | Nos
98 | Supplyng and fixing of 16 Amp.meter selector switch including dismentling of existing defective one as required complete. | Item366 | 5 | Nos. | 473 |  |  | Excess(+) | 1 | Full Conversion | INR | [40 empty] | #VALUE! | #VALUE! | #VALUE! | 1.02 | Construction of chamber for 100mm sluice plates | item2 | 213 | Nos
99 | Fan repairing: Supplying,fixing, connecting, commissioning & testing of ceiling fan without regulator and double ball bearing type including wiring the down rod of standard length (upto 30cm) with 1.5 sqmm PVC insulated copper wire single core cable complete as reqd. | Item367 | [52 empty] | 2 | Construction of chamber for 100mm sluices valve | item3 | 10 | Nos
99.1 | 1200mm | Item368 | 3 | Nos. | 3069 |  |  | Excess(+) | 1 | Full Conversion | INR | [40 empty] | #VALUE! | #VALUE! | #VALUE! | 3 | Supplying, Conveying and fixing spls. Including ea | item4 | 10 | Nos
100 | Supplying, fixing, connecting, commissioning & testing of wall mounted fan 400mm sweep AC 230/250V, 50Hz revolving fan with brackets, rag bolts etc. as reqd. | Item369 | 3 | Nos. | 3050 |  |  | Excess(+) | 1 | Full Conversion | INR | [40 empty] | #VALUE! | #VALUE! | #VALUE! | 1.01 | Supplying, Conveying and fixing spls. Including eart | item1 | 123.223 | Nos
101 | Overhauling of ceiling fan of any size including bearings, checking, cleaning the all parts and supplying & replacement of rubber real, rubber rings, nut bolts, hanger clamps, bearing plates, cotter/ split pin, varnishing if reqd etc, reassembling testing and commissioning of fan as reqdired complete. | Item370 | 10 | Nos. | 416 |  |  | Excess(+) | 1 | Full Conversion | INR | [40 empty] | #VALUE! | #VALUE! | #VALUE! | 1.02 | Construction of chamber for 100mm sluice plates | item2 | 213 | Nos
102 | Overhauling of exhaust fan of any size including dismantling of all parts and cleaning the fan with kerosene oil / petrol removing ball bearing/ bush and refixing after greasing/ oiling including testing and commissioning as required complete. (spares will be supplied by the Dept.) | Item371 | 10 | Nos. | 620 |  |  | Excess(+) | 1 | Full Conversion | INR | [40 empty] | #VALUE! | #VALUE! | #VALUE! | 2 | Construction of chamber for 100mm sluices valve | item3 | 10 | Nos
103 | Supplying and fixing 2.5 mfd capacitor suitable for ceiling fan. | Item372 | 25 | Nos. | 104 |  |  | Excess(+) | 1 | Full Conversion | INR | [40 empty] | #VALUE! | #VALUE! | #VALUE! | 3 | Supplying, Conveying and fixing spls. Including ea | item4 | 10 | Nos
104 | Supplying and fixing 4 mfd capacitor suitable for exhaust fan. | Item373 | 10 | Nos. | 136 |  |  | Excess(+) | 1 | Full Conversion | INR | [40 empty] | #VALUE! | #VALUE! | #VALUE! | 1.01 | Supplying, Conveying and fixing spls. Including eart | item1 | 123.223 | Nos
105 | Supplying and fixing 8 mfd capacitor suitable for exhaust fan. | Item374 | 10 | Nos. | 150 |  |  | Excess(+) | 1 | Full Conversion | INR | [40 empty] | #VALUE! | #VALUE! | #VALUE! | 1.02 | Construction of chamber for 100mm sluice plates | item2 | 213 | Nos
106 | Dismantling & refixing of any size following fan from normal height. | Item375 | [52 empty] | 2 | Construction of chamber for 100mm sluices valve | item3 | 10 | Nos
106.1 | ceiling fan | Item376 | 5 | Nos. | 198 |  |  | Excess(+) | 1 | Full Conversion | INR | [40 empty] | #VALUE! | #VALUE! | #VALUE! | 1.01 | Supplying, Conveying and fixing spls. Including eart | item1 | 123.223 | Nos
106.2 | Exhaust fan | Item377 | 5 | Nos. | 496 |  |  | Excess(+) | 1 | Full Conversion | INR | [40 empty] | #VALUE! | #VALUE! | #VALUE! | 1.02 | Construction of chamber for 100mm sluice plates | item2 | 213 | Nos
106.3 | Supply of following size ball bearings. | Item378 | [52 empty] | 2 | Construction of chamber for 100mm sluices valve | item3 | 10 | Nos
106.4 | Ball bearing 6201 (NBC - make) | Item379 | 5 | Nos. | 87 |  |  | Excess(+) | 1 | Full Conversion | INR | [40 empty] | #VALUE! | #VALUE! | #VALUE! | 3 | Supplying, Conveying and fixing spls. Including ea | item4 | 10 | Nos
106.5 | Ball bearing 6202 (NBC - make) | Item380 | 5 | Nos. | 91 |  |  | Excess(+) | 1 | Full Conversion | INR | [40 empty] | #VALUE! | #VALUE! | #VALUE! | 1.02 | Construction of chamber for 100mm sluice plates | item2 | 213 | Nos
106.6 | Ball bearing 6203 (NBC - make) | Item381 | 5 | Nos. | 120 |  |  | Excess(+) | 1 | Full Conversion | INR | [40 empty] | #VALUE! | #VALUE! | #VALUE! | 2 | Construction of chamber for 100mm sluices valve | item3 | 10 | Nos
106.7 | Ball bearing 6204 (NBC - make) | Item382 | 5 | Nos. | 192 |  |  | Excess(+) | 1 | Full Conversion | INR | [40 empty] | #VALUE! | #VALUE! | #VALUE! | 3 | Supplying, Conveying and fixing spls. Including ea | item4 | 10 | Nos
106.8 | Ball bearing 6205 (NBC - make) | Item383 | 5 | Nos. | 279 |  |  | Excess(+) | 1 | Full Conversion | INR | [40 empty] | #VALUE! | #VALUE! | #VALUE! | 1.01 | Supplying, Conveying and fixing spls. Including eart | item1 | 123.223 | Nos
107 | Supply and fixing and connecting & commissioning following CFL / lamps in existing fitting as reqd.(Make- Phillips) | Item384 | [52 empty] | 1.02 | Construction of chamber for 100mm sluice plates | item2 | 213 | Nos
107.1 | LED bulb 5 to 10W | Item385 | 2 | Nos. | 151 |  |  | Excess(+) | 1 | Full Conversion | INR | [40 empty] | #VALUE! | #VALUE! | #VALUE! | 2 | Construction of chamber for 100mm sluices valve | item3 | 10 | Nos
107.2 | LED bulb 14/15W | Item386 | 2 | Nos. | 281 |  |  | Excess(+) | 1 | Full Conversion | INR | [40 empty] | #VALUE! | #VALUE! | #VALUE! | 3 | Supplying, Conveying and fixing spls. Including ea | item4 | 10 | Nos
107.3 | LED bulb 20/23 W | Item387 | 2 | Nos. | 381 |  |  | Excess(+) | 1 | Full Conversion | INR | [40 empty] | #VALUE! | #VALUE! | #VALUE! | 1.01 | Supplying, Conveying and fixing spls. Including eart | item1 | 123.223 | Nos
107.4 | LED tube light 18 / 20 Watt. | Item388 | 2 | Nos. | 295 |  |  | Excess(+) | 1 | Full Conversion | INR | [40 empty] | #VALUE! | #VALUE! | #VALUE! | 1.02 | Construction of chamber for 100mm sluice plates | item2 | 213 | Nos
108 | Supplying, fixing, connecting, commissioning and testing of the following luminaries light fixtures complete with all accessories and with lamp as required complete. | Item389 | [52 empty] | 2 | Construction of chamber for 100mm sluices valve | item3 | 10 | Nos
108.1 | LED tube light fitting (1 X 18 / 20 Watt. LED) surface mounting luminares | Item390 | 2 | Nos. | 903 |  |  | Excess(+) | 1 | Full Conversion | INR | [40 empty] | #VALUE! | #VALUE! | #VALUE! | 1.01 | Supplying, Conveying and fixing spls. Including eart | item1 | 123.223 | Nos
108.2 | LED tube light fitting (2 X 18 / 20 Watt. LED) surface mounting luminares | Item391 | 2 | Nos. | 1078 |  |  | Excess(+) | 1 | Full Conversion | INR | [40 empty] | #VALUE! | #VALUE! | #VALUE! | 1.02 | Construction of chamber for 100mm sluice plates | item2 | 213 | Nos
109 | Supplying and fixing of Cat 6 IO RJ-45 Jack (Plastic Housing- Thermoplastic UL94V-0 rated or equivalent, Operating Life- Minimum 20 re-terminations, Contact Material- Copper Alloy, IDC Contact Plating-Tin/Lead Plate, Wire Accommodation-22-24 AWG solid, certification-Should be covered by UL/ETL certification program.) for connecting Cat 6 wire as required. | Item392 | 2 | Nos. | 180 |  |  | Excess(+) | 1 | Full Conversion | INR | [40 empty] | #VALUE! | #VALUE! | #VALUE! | 2 | Construction of chamber for 100mm sluices valve | item3 | 10 | Nos
110 | Fixing 20/25/32 mm conduit pipe on surface with clamp/in recessed only conduit pipe supplied by department.(Free of cost) | Item393 | 10 | Mtr. | 98 |  |  | Excess(+) | 1 | Full Conversion | INR | [40 empty] | #VALUE! | #VALUE! | #VALUE! | 3 | Supplying, Conveying and fixing spls. Including ea | item4 | 10 | Nos
111 | Dismantling the old conduit pipe/wood batten of all sizes from surface/recessed & making good the damages I/c filling the holes of the surface etc as reqd. | Item394 | 25 | Mtr. | 32 |  |  | Excess(+) | 1 | Full Conversion | INR | [40 empty] | #VALUE! | #VALUE! | #VALUE! | 1.02 | Construction of chamber for 100mm sluice plates | item2 | 213 | Nos
112 | Locating fault in the cable LT/HT lines with fault Locating machine voltage up to 6.6KV by using deparmental machine including meggaring and rectifying removing & restoring the same and making good the damages etc as required. | Item395 | 20 | Nos. | 1923 |  |  | Excess(+) | 1 | Full Conversion | INR | [40 empty] | #VALUE! | #VALUE! | #VALUE! | 2 | Construction of chamber for 100mm sluices valve | item3 | 10 | Nos
113 | Locating fault in the cable LT/HT lines with fault Locating matchine voltage 6.6KV to 33Kv etc including meggaring and rectifying removing & restoring the same and making good the damages etc as required. | Item396 | 15 | Nos. | 13600 |  |  | Excess(+) | 1 | Full Conversion | INR | [40 empty] | #VALUE! | #VALUE! | #VALUE! | 3 | Supplying, Conveying and fixing spls. Including ea | item4 | 10 | Nos
114 | Fabrication, supplying & fixing of box of required size made out of 2mm thick CRCA sheet duly powder coated & openable from top-bottom or front required & fixing the same complete as required. | Item397 | 10 | Kg. | 244 |  |  | Excess(+) | 1 | Full Conversion | INR | [40 empty] | #VALUE! | #VALUE! | #VALUE! | 1.01 | Supplying, Conveying and fixing spls. Including eart | item1 | 123.223 | Nos
115 | Supplying, connecting and commissioning of following size aluminium bus bar including bending to suitable shape, making hole for nut-bolts, providing and fixing bus bar insulators, slivering, nut-bolts in existing panel/box for connections etc. as required complete. | Item398 | [52 empty] | 1.02 | Construction of chamber for 100mm sluice plates | item2 | 213 | Nos
115.1 | 1 x 25mm x 6mm | Item399 | 3 | Mtr. | 1043 |  |  | Excess(+) | 1 | Full Conversion | INR | [40 empty] | #VALUE! | #VALUE! | #VALUE! | 2 | Construction of chamber for 100mm sluices valve | item3 | 10 | Nos
115.2 | 1 x 50mm x 10mm | Item400 | 3 | Mtr. | 1452 |  |  | Excess(+) | 1 | Full Conversion | INR | [40 empty] | #VALUE! | #VALUE! | #VALUE! | 3 | Supplying, Conveying and fixing spls. Including ea | item4 | 10 | Nos
115.3 | 1 x 100mm x 6mm | Item401 | 3 | Mtr. | 1566 |  |  | Excess(+) | 1 | Full Conversion | INR | [40 empty] | #VALUE! | #VALUE! | #VALUE! | 1.01 | Supplying, Conveying and fixing spls. Including eart | item1 | 123.223 | Nos
115.4 | 1 x 100mm x 8mm | Item402 | 3 | Mtr. | 1787 |  |  | Excess(+) | 1 | Full Conversion | INR | [40 empty] | #VALUE! | #VALUE! | #VALUE! | 1.02 | Construction of chamber for 100mm sluice plates | item2 | 213 | Nos
115.5 | 1 x 100mm x 10mm | Item403 | 3 | Mtr. | 2019 |  |  | Excess(+) | 1 | Full Conversion | INR | [40 empty] | #VALUE! | #VALUE! | #VALUE! | 2 | Construction of chamber for 100mm sluices valve | item3 | 10 | Nos
116 | S & F metal enclosure suitable for TP, FP, MCCB enclosure box 60A to 250A on surface or recessed etc as req. | Item404 | 2 | Nos. | 3244 |  |  | Excess(+) | 1 | Full Conversion | INR | [40 empty] | #VALUE! | #VALUE! | #VALUE! | 1.01 | Supplying, Conveying and fixing spls. Including eart | item1 | 123.223 | Nos
117 | S & F metal enclosure suitable for FP, MCCB enclosure box 250A to 400A on surface or recessed etc as req. | Item405 | 2 | Nos. | 4837 |  |  | Excess(+) | 1 | Full Conversion | INR | [40 empty] | #VALUE! | #VALUE! | #VALUE! | 1.02 | Construction of chamber for 100mm sluice plates | item2 | 213 | Nos
118 | Disconnecting, Dismentalling and refixing of damaged pole fuse box/ Changeover Switch/main switch / MCCB/ Contactor /DB/KWH meter of any size from site and depositing in store I/c cartage etc. as reqd. | Item406 | 5 | Nos. | 794 |  |  | Excess(+) | 1 | Full Conversion | INR | [40 empty] | #VALUE! | #VALUE! | #VALUE! | 2 | Construction of chamber for 100mm sluices valve | item3 | 10 | Nos
119 | Disconnecting and Dismentalling damaged pole fuse box/ Changeover Switch/main switch / MCCB/ Contactor /DB/KWH meter of any size from site and depositing in store I/c cartage etc. as reqd. | Item407 | 5 | Nos. | 397 |  |  | Excess(+) | 1 | Full Conversion | INR | [40 empty] | #VALUE! | #VALUE! | #VALUE! | 3 | Supplying, Conveying and fixing spls. Including ea | item4 | 10 | Nos
120 | Shifting, Installation, testing, commissioning of existing LT/HT panel from existing location to other location as instruction by Engineer In-charge by using crane and labours etc. complete as required. | Item408 | 2 | each | 12080 |  |  | Excess(+) | 1 | Full Conversion | INR | [40 empty] | #VALUE! | #VALUE! | #VALUE! | 1.02 | Construction of chamber for 100mm sluice plates | item2 | 213 | Nos
121 | Dismentalling, Disconnecting,of old damaged and burnt existing LT / Starter / contector/ MCCB's /capacitor / panel depositing same in departmental store as instruction by Engineer In-Incharge complete as required. | Item409 | 2 | each | 1985 |  |  | Excess(+) | 1 | Full Conversion | INR | [40 empty] | #VALUE! | #VALUE! | #VALUE! | 2 | Construction of chamber for 100mm sluices valve | item3 | 10 | Nos
122 | Supplying & Fixing of PT fuse 11KV , 1.0 Amp complete req. as directed by the Engineer Incharge. | Item410 | 5 | Nos | 1130 |  |  | Excess(+) | 1 | Full Conversion | INR | [40 empty] | #VALUE! | #VALUE! | #VALUE! | 3 | Supplying, Conveying and fixing spls. Including ea | item4 | 10 | Nos
123 | Supplying, fixing, connecting, testing & commissioning of Secure Elite400 meter 3phase 4 wired LT/CT operated unidirectional meter with 0.5s accuracy class ,LCD display Kwh meter, etc. as reqd. | Item411 | 3 | Esch | 8395 |  |  | Excess(+) | 1 | Full Conversion | INR | [40 empty] | #VALUE! | #VALUE! | #VALUE! | 1.01 | Supplying, Conveying and fixing spls. Including eart | item1 | 123.223 | Nos
124 | S/F, of power pack unit 220V AC / 110V DC as required in HT panel as having following specification complete as required. | Item412 | [52 empty] | 1.02 | Construction of chamber for 100mm sluice plates | item2 | 213 | Nos
124.01 | TECHNICAL SPECIFICATIONS : | Item413 | [52 empty] | 2 | Construction of chamber for 100mm sluices valve | item3 | 10 | Nos
124.02 | Input Voltage * : 110 VAC OR 230 VAC +20% , -30% | Item414 | [52 empty] | 3 | Supplying, Conveying and fixing spls. Including ea | item4 | 10 | Nos
124.03 | Input Burden : Less than 50 VA During Charging Period. Without Output Load. | Item415 | [52 empty] | 1.01 | Supplying, Conveying and fixing spls. Including eart | item1 | 123.223 | Nos
124.04 | Output Voltage * : 24VDC / 30VDC / 48VDC / 110VDC / 220VDC. | Item416 | [52 empty] | 1.02 | Construction of chamber for 100mm sluice plates | item2 | 213 | Nos
124.05 | Output Load : 100W Nominal | Item417 | [52 empty] | 1.02 | Construction of chamber for 100mm sluice plates | item2 | 213 | Nos
124.06 | Continuous Load : 100 Watts. | Item418 | [52 empty] | 2 | Construction of chamber for 100mm sluices valve | item3 | 10 | Nos
124.07 | Impulse Load : 450 W for 240 mSec. | Item419 | [52 empty] | 3 | Supplying, Conveying and fixing spls. Including ea | item4 | 10 | Nos
124.08 | Battery Charging Period : 8 Hours. | Item420 | [52 empty] | 1.01 | Supplying, Conveying and fixing spls. Including eart | item1 | 123.223 | Nos
124.09 | Continuous Load : 100 Watts. (For 10 minutes) | Item421 | [52 empty] | 1.02 | Construction of chamber for 100mm sluice plates | item2 | 213 | Nos
124.1 | Impulse Load : 450 W For 240 mSec.(min. 10 pulses) | Item422 | [52 empty] | 2 | Construction of chamber for 100mm sluices valve | item3 | 10 | Nos
124.11 | Overall Dimension : 280 mm (w) x 190 mm (h) x 210 mm (d) | Item423 | [52 empty] | 3 | Supplying, Conveying and fixing spls. Including ea | item4 | 10 | Nos
124.12 | Weight: 7.0 Kg | Item424 | [52 empty] | 1.01 | Supplying, Conveying and fixing spls. Including eart | item1 | 123.223 | Nos
124.13 | PROTECTIONS : | Item425 | [52 empty] | 1.02 | Construction of chamber for 100mm sluice plates | item2 | 213 | Nos
124.14 | OVER VOLTAGE PROTECTION. | Item426 | [52 empty] | 2 | Construction of chamber for 100mm sluices valve | item3 | 10 | Nos
124.15 | During No Load operation and battery charging ON, Output DC voltage shall not exceed more than specified voltage. | Item427 | [52 empty] | 1.01 | Supplying, Conveying and fixing spls. Including eart | item1 | 123.223 | Nos
124.16 | SHORT CIRCUIT PROTECTION. | Item428 | [52 empty] | 1.02 | Construction of chamber for 100mm sluice plates | item2 | 213 | Nos
125 | Short circuit protection has been provided on the output side. When short circuit condition is removed output resumes automatically, without any manual reset. | Item429 | 2 | Nos. | 16517 |  |  | Excess(+) | 1 | Full Conversion | INR | [40 empty] | #VALUE! | #VALUE! | #VALUE! | 2 | Construction of chamber for 100mm sluices valve | item3 | 10 | Nos
125.01 | S/F, of power pack unit 220V AC / 24V DC as required in HT panel as having following specification complete as required. | Item430 | [52 empty] | 3 | Supplying, Conveying and fixing spls. Including ea | item4 | 10 | Nos
125.02 | TECHNICAL SPECIFICATIONS : | Item431 | [52 empty] | 1.02 | Construction of chamber for 100mm sluice plates | item2 | 213 | Nos
125.03 | Input Voltage * : 110 VAC OR 230 VAC +20% , -30% | Item432 | [52 empty] | 2 | Construction of chamber for 100mm sluices valve | item3 | 10 | Nos
125.04 | Input Burden : Less than 50 VA During Charging Period. Without Output Load. | Item433 | [52 empty] | 3 | Supplying, Conveying and fixing spls. Including ea | item4 | 10 | Nos
125.05 | Output Voltage * : 24VDC / 30VDC / 48VDC / 110VDC / 220VDC. | Item434 | [52 empty] | 1.01 | Supplying, Conveying and fixing spls. Including eart | item1 | 123.223 | Nos
125.06 | Output Load : 100W Nominal | Item435 | [52 empty] | 1.02 | Construction of chamber for 100mm sluice plates | item2 | 213 | Nos
125.07 | Continuous Load : 100 Watts. | Item436 | [52 empty] | 2 | Construction of chamber for 100mm sluices valve | item3 | 10 | Nos
125.08 | Impulse Load : 450 W for 240 mSec. | Item437 | [52 empty] | 3 | Supplying, Conveying and fixing spls. Including ea | item4 | 10 | Nos
125.09 | Battery Charging Period : 8 Hours. | Item438 | [52 empty] | 1.01 | Supplying, Conveying and fixing spls. Including eart | item1 | 123.223 | Nos
125.1 | Continuous Load : 100 Watts. (For 10 minutes) | Item439 | [52 empty] | 1.02 | Construction of chamber for 100mm sluice plates | item2 | 213 | Nos
125.11 | Impulse Load : 450 W For 240 mSec.(min. 10 pulses) | Item440 | [52 empty] | 2 | Construction of chamber for 100mm sluices valve | item3 | 10 | Nos
125.12 | Overall Dimension : 280 mm (w) x 190 mm (h) x 210 mm (d) | Item441 | [52 empty] | 1.01 | Supplying, Conveying and fixing spls. Including eart | item1 | 123.223 | Nos
125.13 | Weight: 7.0 Kg | Item442 | [52 empty] | 1.02 | Construction of chamber for 100mm sluice plates | item2 | 213 | Nos
125.14 | PROTECTIONS : | Item443 | [52 empty] | 2 | Construction of chamber for 100mm sluices valve | item3 | 10 | Nos
125.15 | OVER VOLTAGE PROTECTION. | Item444 | [52 empty] | 3 | Supplying, Conveying and fixing spls. Including ea | item4 | 10 | Nos
125.16 | During No Load operation and battery charging ON, Output DC voltage shall not exceed more than specified voltage. | Item445 | [52 empty] | 1.02 | Construction of chamber for 100mm sluice plates | item2 | 213 | Nos
126 | SHORT CIRCUIT PROTECTION. | Item446 | [52 empty] | 2 | Construction of chamber for 100mm sluices valve | item3 | 10 | Nos
126.1 | Short circuit protection has been provided on the output side. When short circuit condition is removed output resumes automatically, without any manual reset. | Item447 | 2 | Nos. | 3866 |  |  | Excess(+) | 1 | Full Conversion | INR | [40 empty] | #VALUE! | #VALUE! | #VALUE! | 3 | Supplying, Conveying and fixing spls. Including ea | item4 | 10 | Nos
127 | Supplying, fixing of Pad Clamp suitable for 33KV installation of ACSR panther conductor made of aluminium having 4nos holes including stainless steel nut-bolts, washer as required complete. | Item448 | 3 | Each | 2876 |  |  | Excess(+) | 1 | Full Conversion | INR | [40 empty] | #VALUE! | #VALUE! | #VALUE! | 1.01 | Supplying, Conveying and fixing spls. Including eart | item1 | 123.223 | Nos
128 | Supply of Space Heater 60W suitable for in existing distribution panel complete as directed by Engineer in-charge. | Item449 | 3 | Each | 292 |  |  | Excess(+) | 1 | Full Conversion | INR | [40 empty] | #VALUE! | #VALUE! | #VALUE! | 1.02 | Construction of chamber for 100mm sluice plates | item2 | 213 | Nos
129 | Supply of Fire Shape Industries Galvanized-Iron Safety Fire Bucket for Fireplace Burning Wood Indoor Outdoor Ashes Carrier Container 9L as per required. | Item450 | 3 | Nos | 345 |  |  | Excess(+) | 1 | Full Conversion | INR | [40 empty] | #VALUE! | #VALUE! | #VALUE! | 2 | Construction of chamber for 100mm sluices valve | item3 | 10 | Nos
130 | Supply, installation, testing and commissioning of power contactor 4 pole 130 Amp ML-6, with coil voltage 440 volts AC as reqd. | Item451 | 2 | Nos | 8304 |  |  | Excess(+) | 1 | Full Conversion | INR | [40 empty] | #VALUE! | #VALUE! | #VALUE! | 3 | Supplying, Conveying and fixing spls. Including ea | item4 | 10 | Nos
131 | Supplying and laynig chequered plate in cut pcs of 6mm thick with handle cutting/ welding as required complete. | Item452 | 3 | Sqm | 3666 |  |  | Excess(+) | 1 | Full Conversion | INR | [40 empty] | #VALUE! | #VALUE! | #VALUE! | 1.01 | Supplying, Conveying and fixing spls. Including eart | item1 | 123.223 | Nos
132 | Painting of 0.5 MVA to 2.5 MVA; 11/0.433KV transformer in installed position with two or more coats with PU paint of approved brand ( A polyrethane paint is a hard wearing, highly resistant coating used in industrial and architectual coating system for steel work. it is a reaution pohymer, a combination of a pohymer resin and an osocyanate hardener or curing agent. ) complete as directed by the Engineer In-charge. | Item453 | 3 | Nos. | 9512 |  |  | Excess(+) | 1 | Full Conversion | INR | [40 empty] | #VALUE! | #VALUE! | #VALUE! | 1.02 | Construction of chamber for 100mm sluice plates | item2 | 213 | Nos
133 | Painting of 10 MVA ; 33KV/11KV transformer in installed position with two or more coats with PU paint of approved brand ( A polyrethane paint is a hard wearing, highly resistant coating used in industrial and architectual coating system for steel work. it is a reaution pohymer, a combination of a pohymer resin and an osocyanate hardener or curing agent. ) complete as directed by the Engineer In-charge. | Item454 | 2 | Nos. | 15827 |  |  | Excess(+) | 1 | Full Conversion | INR | [40 empty] | #VALUE! | #VALUE! | #VALUE! | 2 | Construction of chamber for 100mm sluices valve | item3 | 10 | Nos
134 | Supply & fixing APFCR (RVC 8 100-400V) relay in place of defective and damaged relay as required complete. | Item455 | 2 | Mtr. | 15468 |  |  | Excess(+) | 1 | Full Conversion | INR | [40 empty] | #VALUE! | #VALUE! | #VALUE! | 1.01 | Supplying, Conveying and fixing spls. Including eart | item1 | 123.223 | Nos
135 | Supplying, fixing PG clamps for Zebra Conductor including nut-bolts, washer as required complete. | Item456 | 2 | Nos. | 1847 |  |  | Excess(+) | 1 | Full Conversion | INR | [40 empty] | #VALUE! | #VALUE! | #VALUE! | 1.02 | Construction of chamber for 100mm sluice plates | item2 | 213 | Nos
136 | Supplying, fixing Gun fitting for Zebra Conductor including nut-bolts, washer as required complete. | Item457 | 2 | Nos. | 3171 |  |  | Excess(+) | 1 | Full Conversion | INR | [40 empty] | #VALUE! | #VALUE! | #VALUE! | 2 | Construction of chamber for 100mm sluices valve | item3 | 10 | Nos
137 | Supplying and laying insulating mat "shock safe" in front of electrical panels comple as required rubber mat of standard size thick as reqd.( for LT ) | Item458 | [52 empty] | 3 | Supplying, Conveying and fixing spls. Including ea | item4 | 10 | Nos
137.1 | 6.0mm thick:for upto 3.3KV class A, (1mtr x 2mtr) | Item459 | 2 | Each | 1320 |  |  | Excess(+) | 1 | Full Conversion | INR | [40 empty] | #VALUE! | #VALUE! | #VALUE! | 1.02 | Construction of chamber for 100mm sluice plates | item2 | 213 | Nos
138 | supplying and fixing 'C' channel of size 100x50mm ISMC in cut size i/c cutting,welding,painting in black colour after two under coats of red oxide primer as required complete. | Item460 | 5 | Mtrs. | 851 |  |  | Excess(+) | 1 | Full Conversion | INR | [40 empty] | #VALUE! | #VALUE! | #VALUE! | 2 | Construction of chamber for 100mm sluices valve | item3 | 10 | Nos
139 | Supply, installation, of 4 Nos FIRE bucket with Iron frame fixing on wall complete as required . | Item461 | 2 | set | 2902 |  |  | Excess(+) | 1 | Full Conversion | INR | [40 empty] | #VALUE! | #VALUE! | #VALUE! | 3 | Supplying, Conveying and fixing spls. Including ea | item4 | 10 | Nos
140 | Supply,installation,testing of Co2 fire extinguisher type 4.5kg fire extinguisher complete as required. | Item462 | 2 | Nos. | 6737 |  |  | Excess(+) | 1 | Full Conversion | INR | [40 empty] | #VALUE! | #VALUE! | #VALUE! | 1.01 | Supplying, Conveying and fixing spls. Including eart | item1 | 123.223 | Nos
141 | Supply,testing of Breaker Handling trolley (CB Movement trolley) complete as required and as directed by Engineer In-charge. | Item463 | 1 | Nos. | 81305 |  |  | Excess(+) | 1 | Full Conversion | INR | [40 empty] | #VALUE! | #VALUE! | #VALUE! | 1.02 | Construction of chamber for 100mm sluice plates | item2 | 213 | Nos
142 | Supplying and erection of ACSR conductor of 54 x 3.18 mm aluminium and 7 x 3.18 mm dia steel reinforced (Zebra conductor) on 33 kV over head line including binding, fittins, clamps etc as required complete. | Item464 | 5 | Mtr. | 1463 |  |  | Excess(+) | 1 | Full Conversion | INR | [40 empty] | #VALUE! | #VALUE! | #VALUE! | 2 | Construction of chamber for 100mm sluices valve | item3 | 10 | Nos
143 | Supplying, installation, testing & commissioning of 10 - 60 Amp. Digital type 3 phase 4 wire 50 hz, Energy Prepaid/Post-paid meter with LCD display for dual register meter type, 10 - 60 Amp, class 1.0 Accuracy as per IS: 13779 with RS-485 communication port suitable for prepaid metering, with cut-off system with Line/load manager & interface for online monitoring with including AMR (Automatic Meter Reading) software Data base integration software capable of communication with each Data Acquisition Hub to collect Data of each meter & generating an approved format electricity bill & centralized control with low voltage & high voltage protection. The software shall have the capability to take in to account the dual tariff (Grid supply & DG supply ) the software shall be compatible with windows based operating system Display all energy parameters like KWH & KVAH, Load setting, phase wire KW/KVA & Cumulative KW/KVA, phase wise voltage/ current/ frequency etc as per standard. Meter Size 225*176*76 base mounting i/c dismentling of old existing meter and diposite the same safely in departtmental store complete as reqd. | Item465 | 1 | Nos. | 7325 |  |  | Excess(+) | 1 | Full Conversion | INR | [40 empty] | #VALUE! | #VALUE! | #VALUE! | 3 | Supplying, Conveying and fixing spls. Including ea | item4 | 10 | Nos
144 | Supplying, installation, testing & commissioning of 10 - 60 Amp. Digital type Single phase 2 wire 50 hz, Energy Prepaid/Post-paid meter with LCD display for dual register meter type, 10 - 60 Amp, class 1.0 Accuracy as per IS: 13779 with RS485 communication port suitable for prepaid metering, with cut-off system with Line/load manager & interface for online monitoring with including AMR (Automatic Meter Reading) software Data base integration software capable of communication with each Data Acquisition Hub to collect Data of each meter & generating an approved format electricity bill & centralized control with low voltage & high voltage protection. The software shall have the capability to take in to account the dual tariff (Grid supply & DG supply ) the software shall be compatible with windows based operating system. Display all energy parameters like KWH & KVAH, Load setting, phase wire KW/KVA & Cumulative KW/KVA, phase wise voltage/ current/ frequency as per standard. Meter Size 225*176*0 base mounting. i/c dismentling of old existing meter and diposite the same safely in departmental store complete as reqd. | Item466 | 1 | Nos. | 5499 |  |  | Excess(+) | 1 | Full Conversion | INR | [40 empty] | #VALUE! | #VALUE! | #VALUE! | 1.01 | Supplying, Conveying and fixing spls. Including eart | item1 | 123.223 | Nos
145 | Supply of panel lock Inner of brass and outer is Ms-steel (heavy duty ) made for in existing LT panel / feeder pillar in the place of damged lock complete as directed by Engineer In-charge. | Item467 | 10 | Nos. | 181 |  |  | Excess(+) | 1 | Full Conversion | INR | [40 empty] | #VALUE! | #VALUE! | #VALUE! | 1.02 | Construction of chamber for 100mm sluice plates | item2 | 213 | Nos
146 | Supply of shock treatment chart complete as directed by Engineer In-charge. | Item468 | 10 | Nos. | 314 |  |  | Excess(+) | 1 | Full Conversion | INR | [40 empty] | #VALUE! | #VALUE! | #VALUE! | 2 | Construction of chamber for 100mm sluices valve | item3 | 10 | Nos
Total in Figures | [51 empty] | #VALUE! | #VALUE! | #VALUE! | 4 | Construction of chamber for 100mm sluice plates | item5 | 10 | Nos
Quoted Rate in Figures |  |  |  | Select | [47 empty] | 0 | 0 | #VALUE!
Quoted Rate in Words |  | #VALUE!
Note on K13: gepadmin: 1. If you choose "Full Conversion" then Column BA (AMOUNT) and Column BB (TAXES) BOTH values will be convert based on selected Currency in (Column L). 2. If you choose "Partial Conversion" then Column BA (AMOUNT) only will be converted based on selected currency (Column L) and Column BB (TAXES) value (INR) will be added to the converted values.
Note on K14: gepadmin: 1. If you choose "Full Conversion" then Column BA (AMOUNT) and Column BB (TAXES) BOTH values will be convert based on selected Currency in (Column L). 2. If you choose "Partial Conversion" then Column BA (AMOUNT) only will be converted based on selected currency (Column L) and Column BB (TAXES) value (INR) will be added to the converted values.
Note on K15: gepadmin: 1. If you choose "Full Conversion" then Column BA (AMOUNT) and Column BB (TAXES) BOTH values will be convert based on selected Currency in (Column L). 2. If you choose "Partial Conversion" then Column BA (AMOUNT) only will be converted based on selected currency (Column L) and Column BB (TAXES) value (INR) will be added to the converted values.
Note on K16: gepadmin: 1. If you choose "Full Conversion" then Column BA (AMOUNT) and Column BB (TAXES) BOTH values will be convert based on selected Currency in (Column L). 2. If you choose "Partial Conversion" then Column BA (AMOUNT) only will be converted based on selected currency (Column L) and Column BB (TAXES) value (INR) will be added to the converted values.
Note on K17: gepadmin: 1. If you choose "Full Conversion" then Column BA (AMOUNT) and Column BB (TAXES) BOTH values will be convert based on selected Currency in (Column L). 2. If you choose "Partial Conversion" then Column BA (AMOUNT) only will be converted based on selected currency (Column L) and Column BB (TAXES) value (INR) will be added to the converted values.
Note on K18: gepadmin: 1. If you choose "Full Conversion" then Column BA (AMOUNT) and Column BB (TAXES) BOTH values will be convert based on selected Currency in (Column L). 2. If you choose "Partial Conversion" then Column BA (AMOUNT) only will be converted based on selected currency (Column L) and Column BB (TAXES) value (INR) will be added to the converted values.
Note on K19: gepadmin: 1. If you choose "Full Conversion" then Column BA (AMOUNT) and Column BB (TAXES) BOTH values will be convert based on selected Currency in (Column L). 2. If you choose "Partial Conversion" then Column BA (AMOUNT) only will be converted based on selected currency (Column L) and Column BB (TAXES) value (INR) will be added to the converted values.
Note on K20: gepadmin: 1. If you choose "Full Conversion" then Column BA (AMOUNT) and Column BB (TAXES) BOTH values will be convert based on selected Currency in (Column L). 2. If you choose "Partial Conversion" then Column BA (AMOUNT) only will be converted based on selected currency (Column L) and Column BB (TAXES) value (INR) will be added to the converted values.
Note on K21: gepadmin: 1. If you choose "Full Conversion" then Column BA (AMOUNT) and Column BB (TAXES) BOTH values will be convert based on selected Currency in (Column L). 2. If you choose "Partial Conversion" then Column BA (AMOUNT) only will be converted based on selected currency (Column L) and Column BB (TAXES) value (INR) will be added to the converted values.
Note on K22: gepadmin: 1. If you choose "Full Conversion" then Column BA (AMOUNT) and Column BB (TAXES) BOTH values will be convert based on selected Currency in (Column L). 2. If you choose "Partial Conversion" then Column BA (AMOUNT) only will be converted based on selected currency (Column L) and Column BB (TAXES) value (INR) will be added to the converted values.
Note on K23: gepadmin: 1. If you choose "Full Conversion" then Column BA (AMOUNT) and Column BB (TAXES) BOTH values will be convert based on selected Currency in (Column L). 2. If you choose "Partial Conversion" then Column BA (AMOUNT) only will be converted based on selected currency (Column L) and Column BB (TAXES) value (INR) will be added to the converted values.
Note on K24: gepadmin: 1. If you choose "Full Conversion" then Column BA (AMOUNT) and Column BB (TAXES) BOTH values will be convert based on selected Currency in (Column L). 2. If you choose "Partial Conversion" then Column BA (AMOUNT) only will be converted based on selected currency (Column L) and Column BB (TAXES) value (INR) will be added to the converted values.
Note on K25: gepadmin: 1. If you choose "Full Conversion" then Column BA (AMOUNT) and Column BB (TAXES) BOTH values will be convert based on selected Currency in (Column L). 2. If you choose "Partial Conversion" then Column BA (AMOUNT) only will be converted based on selected currency (Column L) and Column BB (TAXES) value (INR) will be added to the converted values.
Note on K26: gepadmin: 1. If you choose "Full Conversion" then Column BA (AMOUNT) and Column BB (TAXES) BOTH values will be convert based on selected Currency in (Column L). 2. If you choose "Partial Conversion" then Column BA (AMOUNT) only will be converted based on selected currency (Column L) and Column BB (TAXES) value (INR) will be added to the converted values.
Note on K27: gepadmin: 1. If you choose "Full Conversion" then Column BA (AMOUNT) and Column BB (TAXES) BOTH values will be convert based on selected Currency in (Column L). 2. If you choose "Partial Conversion" then Column BA (AMOUNT) only will be converted based on selected currency (Column L) and Column BB (TAXES) value (INR) will be added to the converted values.
Note on K28: gepadmin: 1. If you choose "Full Conversion" then Column BA (AMOUNT) and Column BB (TAXES) BOTH values will be convert based on selected Currency in (Column L). 2. If you choose "Partial Conversion" then Column BA (AMOUNT) only will be converted based on selected currency (Column L) and Column BB (TAXES) value (INR) will be added to the converted values.
Note on K29: gepadmin: 1. If you choose "Full Conversion" then Column BA (AMOUNT) and Column BB (TAXES) BOTH values will be convert based on selected Currency in (Column L). 2. If you choose "Partial Conversion" then Column BA (AMOUNT) only will be converted based on selected currency (Column L) and Column BB (TAXES) value (INR) will be added to the converted values.
Note on K30: gepadmin: 1. If you choose "Full Conversion" then Column BA (AMOUNT) and Column BB (TAXES) BOTH values will be convert based on selected Currency in (Column L). 2. If you choose "Partial Conversion" then Column BA (AMOUNT) only will be converted based on selected currency (Column L) and Column BB (TAXES) value (INR) will be added to the converted values.
Note on K31: gepadmin: 1. If you choose "Full Conversion" then Column BA (AMOUNT) and Column BB (TAXES) BOTH values will be convert based on selected Currency in (Column L). 2. If you choose "Partial Conversion" then Column BA (AMOUNT) only will be converted based on selected currency (Column L) and Column BB (TAXES) value (INR) will be added to the converted values.
Note on K32: gepadmin: 1. If you choose "Full Conversion" then Column BA (AMOUNT) and Column BB (TAXES) BOTH values will be convert based on selected Currency in (Column L). 2. If you choose "Partial Conversion" then Column BA (AMOUNT) only will be converted based on selected currency (Column L) and Column BB (TAXES) value (INR) will be added to the converted values.
Note on K33: gepadmin: 1. If you choose "Full Conversion" then Column BA (AMOUNT) and Column BB (TAXES) BOTH values will be convert based on selected Currency in (Column L). 2. If you choose "Partial Conversion" then Column BA (AMOUNT) only will be converted based on selected currency (Column L) and Column BB (TAXES) value (INR) will be added to the converted values.
Note on K34: gepadmin: 1. If you choose "Full Conversion" then Column BA (AMOUNT) and Column BB (TAXES) BOTH values will be convert based on selected Currency in (Column L). 2. If you choose "Partial Conversion" then Column BA (AMOUNT) only will be converted based on selected currency (Column L) and Column BB (TAXES) value (INR) will be added to the converted values.
Note on K35: gepadmin: 1. If you choose "Full Conversion" then Column BA (AMOUNT) and Column BB (TAXES) BOTH values will be convert based on selected Currency in (Column L). 2. If you choose "Partial Conversion" then Column BA (AMOUNT) only will be converted based on selected currency (Column L) and Column BB (TAXES) value (INR) will be added to the converted values.
Note on K36: gepadmin: 1. If you choose "Full Conversion" then Column BA (AMOUNT) and Column BB (TAXES) BOTH values will be convert based on selected Currency in (Column L). 2. If you choose "Partial Conversion" then Column BA (AMOUNT) only will be converted based on selected currency (Column L) and Column BB (TAXES) value (INR) will be added to the converted values.
Note on K37: gepadmin: 1. If you choose "Full Conversion" then Column BA (AMOUNT) and Column BB (TAXES) BOTH values will be convert based on selected Currency in (Column L). 2. If you choose "Partial Conversion" then Column BA (AMOUNT) only will be converted based on selected currency (Column L) and Column BB (TAXES) value (INR) will be added to the converted values.
Note on K38: gepadmin: 1. If you choose "Full Conversion" then Column BA (AMOUNT) and Column BB (TAXES) BOTH values will be convert based on selected Currency in (Column L). 2. If you choose "Partial Conversion" then Column BA (AMOUNT) only will be converted based on selected currency (Column L) and Column BB (TAXES) value (INR) will be added to the converted values.
Note on K39: gepadmin: 1. If you choose "Full Conversion" then Column BA (AMOUNT) and Column BB (TAXES) BOTH values will be convert based on selected Currency in (Column L). 2. If you choose "Partial Conversion" then Column BA (AMOUNT) only will be converted based on selected currency (Column L) and Column BB (TAXES) value (INR) will be added to the converted values.
Note on K40: gepadmin: 1. If you choose "Full Conversion" then Column BA (AMOUNT) and Column BB (TAXES) BOTH values will be convert based on selected Currency in (Column L). 2. If you choose "Partial Conversion" then Column BA (AMOUNT) only will be converted based on selected currency (Column L) and Column BB (TAXES) value (INR) will be added to the converted values.
Note on K41: gepadmin: 1. If you choose "Full Conversion" then Column BA (AMOUNT) and Column BB (TAXES) BOTH values will be convert based on selected Currency in (Column L). 2. If you choose "Partial Conversion" then Column BA (AMOUNT) only will be converted based on selected currency (Column L) and Column BB (TAXES) value (INR) will be added to the converted values.
Note on K42: gepadmin: 1. If you choose "Full Conversion" then Column BA (AMOUNT) and Column BB (TAXES) BOTH values will be convert based on selected Currency in (Column L). 2. If you choose "Partial Conversion" then Column BA (AMOUNT) only will be converted based on selected currency (Column L) and Column BB (TAXES) value (INR) will be added to the converted values.
Note on K43: gepadmin: 1. If you choose "Full Conversion" then Column BA (AMOUNT) and Column BB (TAXES) BOTH values will be convert based on selected Currency in (Column L). 2. If you choose "Partial Conversion" then Column BA (AMOUNT) only will be converted based on selected currency (Column L) and Column BB (TAXES) value (INR) will be added to the converted values.
Note on K44: gepadmin: 1. If you choose "Full Conversion" then Column BA (AMOUNT) and Column BB (TAXES) BOTH values will be convert based on selected Currency in (Column L). 2. If you choose "Partial Conversion" then Column BA (AMOUNT) only will be converted based on selected currency (Column L) and Column BB (TAXES) value (INR) will be added to the converted values.
Note on K45: gepadmin: 1. If you choose "Full Conversion" then Column BA (AMOUNT) and Column BB (TAXES) BOTH values will be convert based on selected Currency in (Column L). 2. If you choose "Partial Conversion" then Column BA (AMOUNT) only will be converted based on selected currency (Column L) and Column BB (TAXES) value (INR) will be added to the converted values.
Note on K46: gepadmin: 1. If you choose "Full Conversion" then Column BA (AMOUNT) and Column BB (TAXES) BOTH values will be convert based on selected Currency in (Column L). 2. If you choose "Partial Conversion" then Column BA (AMOUNT) only will be converted based on selected currency (Column L) and Column BB (TAXES) value (INR) will be added to the converted values.
Note on K47: gepadmin: 1. If you choose "Full Conversion" then Column BA (AMOUNT) and Column BB (TAXES) BOTH values will be convert based on selected Currency in (Column L). 2. If you choose "Partial Conversion" then Column BA (AMOUNT) only will be converted based on selected currency (Column L) and Column BB (TAXES) value (INR) will be added to the converted values.
Note on K48: gepadmin: 1. If you choose "Full Conversion" then Column BA (AMOUNT) and Column BB (TAXES) BOTH values will be convert based on selected Currency in (Column L). 2. If you choose "Partial Conversion" then Column BA (AMOUNT) only will be converted based on selected currency (Column L) and Column BB (TAXES) value (INR) will be added to the converted values.
Note on K49: gepadmin: 1. If you choose "Full Conversion" then Column BA (AMOUNT) and Column BB (TAXES) BOTH values will be convert based on selected Currency in (Column L). 2. If you choose "Partial Conversion" then Column BA (AMOUNT) only will be converted based on selected currency (Column L) and Column BB (TAXES) value (INR) will be added to the converted values.
Note on K50: gepadmin: 1. If you choose "Full Conversion" then Column BA (AMOUNT) and Column BB (TAXES) BOTH values will be convert based on selected Currency in (Column L). 2. If you choose "Partial Conversion" then Column BA (AMOUNT) only will be converted based on selected currency (Column L) and Column BB (TAXES) value (INR) will be added to the converted values.
Note on K51: gepadmin: 1. If you choose "Full Conversion" then Column BA (AMOUNT) and Column BB (TAXES) BOTH values will be convert based on selected Currency in (Column L). 2. If you choose "Partial Conversion" then Column BA (AMOUNT) only will be converted based on selected currency (Column L) and Column BB (TAXES) value (INR) will be added to the converted values.
Note on K52: gepadmin: 1. If you choose "Full Conversion" then Column BA (AMOUNT) and Column BB (TAXES) BOTH values will be convert based on selected Currency in (Column L). 2. If you choose "Partial Conversion" then Column BA (AMOUNT) only will be converted based on selected currency (Column L) and Column BB (TAXES) value (INR) will be added to the converted values.
Note on K53: gepadmin: 1. If you choose "Full Conversion" then Column BA (AMOUNT) and Column BB (TAXES) BOTH values will be convert based on selected Currency in (Column L). 2. If you choose "Partial Conversion" then Column BA (AMOUNT) only will be converted based on selected currency (Column L) and Column BB (TAXES) value (INR) will be added to the converted values.
Note on K54: gepadmin: 1. If you choose "Full Conversion" then Column BA (AMOUNT) and Column BB (TAXES) BOTH values will be convert based on selected Currency in (Column L). 2. If you choose "Partial Conversion" then Column BA (AMOUNT) only will be converted based on selected currency (Column L) and Column BB (TAXES) value (INR) will be added to the converted values.
Note on K55: gepadmin: 1. If you choose "Full Conversion" then Column BA (AMOUNT) and Column BB (TAXES) BOTH values will be convert based on selected Currency in (Column L). 2. If you choose "Partial Conversion" then Column BA (AMOUNT) only will be converted based on selected currency (Column L) and Column BB (TAXES) value (INR) will be added to the converted values.
Note on K56: gepadmin: 1. If you choose "Full Conversion" then Column BA (AMOUNT) and Column BB (TAXES) BOTH values will be convert based on selected Currency in (Column L). 2. If you choose "Partial Conversion" then Column BA (AMOUNT) only will be converted based on selected currency (Column L) and Column BB (TAXES) value (INR) will be added to the converted values.
Note on K57: gepadmin: 1. If you choose "Full Conversion" then Column BA (AMOUNT) and Column BB (TAXES) BOTH values will be convert based on selected Currency in (Column L). 2. If you choose "Partial Conversion" then Column BA (AMOUNT) only will be converted based on selected currency (Column L) and Column BB (TAXES) value (INR) will be added to the converted values.
Note on K58: gepadmin: 1. If you choose "Full Conversion" then Column BA (AMOUNT) and Column BB (TAXES) BOTH values will be convert based on selected Currency in (Column L). 2. If you choose "Partial Conversion" then Column BA (AMOUNT) only will be converted based on selected currency (Column L) and Column BB (TAXES) value (INR) will be added to the converted values.
Note on K59: gepadmin: 1. If you choose "Full Conversion" then Column BA (AMOUNT) and Column BB (TAXES) BOTH values will be convert based on selected Currency in (Column L). 2. If you choose "Partial Conversion" then Column BA (AMOUNT) only will be converted based on selected currency (Column L) and Column BB (TAXES) value (INR) will be added to the converted values.
Note on K60: gepadmin: 1. If you choose "Full Conversion" then Column BA (AMOUNT) and Column BB (TAXES) BOTH values will be convert based on selected Currency in (Column L). 2. If you choose "Partial Conversion" then Column BA (AMOUNT) only will be converted based on selected currency (Column L) and Column BB (TAXES) value (INR) will be added to the converted values.
Note on K61: gepadmin: 1. If you choose "Full Conversion" then Column BA (AMOUNT) and Column BB (TAXES) BOTH values will be convert based on selected Currency in (Column L). 2. If you choose "Partial Conversion" then Column BA (AMOUNT) only will be converted based on selected currency (Column L) and Column BB (TAXES) value (INR) will be added to the converted values.
Note on K62: gepadmin: 1. If you choose "Full Conversion" then Column BA (AMOUNT) and Column BB (TAXES) BOTH values will be convert based on selected Currency in (Column L). 2. If you choose "Partial Conversion" then Column BA (AMOUNT) only will be converted based on selected currency (Column L) and Column BB (TAXES) value (INR) will be added to the converted values.
Note on K63: gepadmin: 1. If you choose "Full Conversion" then Column BA (AMOUNT) and Column BB (TAXES) BOTH values will be convert based on selected Currency in (Column L). 2. If you choose "Partial Conversion" then Column BA (AMOUNT) only will be converted based on selected currency (Column L) and Column BB (TAXES) value (INR) will be added to the converted values.
Note on K64: gepadmin: 1. If you choose "Full Conversion" then Column BA (AMOUNT) and Column BB (TAXES) BOTH values will be convert based on selected Currency in (Column L). 2. If you choose "Partial Conversion" then Column BA (AMOUNT) only will be converted based on selected currency (Column L) and Column BB (TAXES) value (INR) will be added to the converted values.
Note on K65: gepadmin: 1. If you choose "Full Conversion" then Column BA (AMOUNT) and Column BB (TAXES) BOTH values will be convert based on selected Currency in (Column L). 2. If you choose "Partial Conversion" then Column BA (AMOUNT) only will be converted based on selected currency (Column L) and Column BB (TAXES) value (INR) will be added to the converted values.
Note on K66: gepadmin: 1. If you choose "Full Conversion" then Column BA (AMOUNT) and Column BB (TAXES) BOTH values will be convert based on selected Currency in (Column L). 2. If you choose "Partial Conversion" then Column BA (AMOUNT) only will be converted based on selected currency (Column L) and Column BB (TAXES) value (INR) will be added to the converted values.
Note on K67: gepadmin: 1. If you choose "Full Conversion" then Column BA (AMOUNT) and Column BB (TAXES) BOTH values will be convert based on selected Currency in (Column L). 2. If you choose "Partial Conversion" then Column BA (AMOUNT) only will be converted based on selected currency (Column L) and Column BB (TAXES) value (INR) will be added to the converted values.
Note on K68: gepadmin: 1. If you choose "Full Conversion" then Column BA (AMOUNT) and Column BB (TAXES) BOTH values will be convert based on selected Currency in (Column L). 2. If you choose "Partial Conversion" then Column BA (AMOUNT) only will be converted based on selected currency (Column L) and Column BB (TAXES) value (INR) will be added to the converted values.
Note on K69: gepadmin: 1. If you choose "Full Conversion" then Column BA (AMOUNT) and Column BB (TAXES) BOTH values will be convert based on selected Currency in (Column L). 2. If you choose "Partial Conversion" then Column BA (AMOUNT) only will be converted based on selected currency (Column L) and Column BB (TAXES) value (INR) will be added to the converted values.
Note on K70: gepadmin: 1. If you choose "Full Conversion" then Column BA (AMOUNT) and Column BB (TAXES) BOTH values will be convert based on selected Currency in (Column L). 2. If you choose "Partial Conversion" then Column BA (AMOUNT) only will be converted based on selected currency (Column L) and Column BB (TAXES) value (INR) will be added to the converted values.
Note on K71: gepadmin: 1. If you choose "Full Conversion" then Column BA (AMOUNT) and Column BB (TAXES) BOTH values will be convert based on selected Currency in (Column L). 2. If you choose "Partial Conversion" then Column BA (AMOUNT) only will be converted based on selected currency (Column L) and Column BB (TAXES) value (INR) will be added to the converted values.
Note on K72: gepadmin: 1. If you choose "Full Conversion" then Column BA (AMOUNT) and Column BB (TAXES) BOTH values will be convert based on selected Currency in (Column L). 2. If you choose "Partial Conversion" then Column BA (AMOUNT) only will be converted based on selected currency (Column L) and Column BB (TAXES) value (INR) will be added to the converted values.
Note on K73: gepadmin: 1. If you choose "Full Conversion" then Column BA (AMOUNT) and Column BB (TAXES) BOTH values will be convert based on selected Currency in (Column L). 2. If you choose "Partial Conversion" then Column BA (AMOUNT) only will be converted based on selected currency (Column L) and Column BB (TAXES) value (INR) will be added to the converted values.
Note on K74: gepadmin: 1. If you choose "Full Conversion" then Column BA (AMOUNT) and Column BB (TAXES) BOTH values will be convert based on selected Currency in (Column L). 2. If you choose "Partial Conversion" then Column BA (AMOUNT) only will be converted based on selected currency (Column L) and Column BB (TAXES) value (INR) will be added to the converted values.
Note on K75: gepadmin: 1. If you choose "Full Conversion" then Column BA (AMOUNT) and Column BB (TAXES) BOTH values will be convert based on selected Currency in (Column L). 2. If you choose "Partial Conversion" then Column BA (AMOUNT) only will be converted based on selected currency (Column L) and Column BB (TAXES) value (INR) will be added to the converted values.
Note on K76: gepadmin: 1. If you choose "Full Conversion" then Column BA (AMOUNT) and Column BB (TAXES) BOTH values will be convert based on selected Currency in (Column L). 2. If you choose "Partial Conversion" then Column BA (AMOUNT) only will be converted based on selected currency (Column L) and Column BB (TAXES) value (INR) will be added to the converted values.
Note on K77: gepadmin: 1. If you choose "Full Conversion" then Column BA (AMOUNT) and Column BB (TAXES) BOTH values will be convert based on selected Currency in (Column L). 2. If you choose "Partial Conversion" then Column BA (AMOUNT) only will be converted based on selected currency (Column L) and Column BB (TAXES) value (INR) will be added to the converted values.
Note on K78: gepadmin: 1. If you choose "Full Conversion" then Column BA (AMOUNT) and Column BB (TAXES) BOTH values will be convert based on selected Currency in (Column L). 2. If you choose "Partial Conversion" then Column BA (AMOUNT) only will be converted based on selected currency (Column L) and Column BB (TAXES) value (INR) will be added to the converted values.
Note on K79: gepadmin: 1. If you choose "Full Conversion" then Column BA (AMOUNT) and Column BB (TAXES) BOTH values will be convert based on selected Currency in (Column L). 2. If you choose "Partial Conversion" then Column BA (AMOUNT) only will be converted based on selected currency (Column L) and Column BB (TAXES) value (INR) will be added to the converted values.
Note on K80: gepadmin: 1. If you choose "Full Conversion" then Column BA (AMOUNT) and Column BB (TAXES) BOTH values will be convert based on selected Currency in (Column L). 2. If you choose "Partial Conversion" then Column BA (AMOUNT) only will be converted based on selected currency (Column L) and Column BB (TAXES) value (INR) will be added to the converted values.
Note on K81: gepadmin: 1. If you choose "Full Conversion" then Column BA (AMOUNT) and Column BB (TAXES) BOTH values will be convert based on selected Currency in (Column L). 2. If you choose "Partial Conversion" then Column BA (AMOUNT) only will be converted based on selected currency (Column L) and Column BB (TAXES) value (INR) will be added to the converted values.
Note on K82: gepadmin: 1. If you choose "Full Conversion" then Column BA (AMOUNT) and Column BB (TAXES) BOTH values will be convert based on selected Currency in (Column L). 2. If you choose "Partial Conversion" then Column BA (AMOUNT) only will be converted based on selected currency (Column L) and Column BB (TAXES) value (INR) will be added to the converted values.
Note on K83: gepadmin: 1. If you choose "Full Conversion" then Column BA (AMOUNT) and Column BB (TAXES) BOTH values will be convert based on selected Currency in (Column L). 2. If you choose "Partial Conversion" then Column BA (AMOUNT) only will be converted based on selected currency (Column L) and Column BB (TAXES) value (INR) will be added to the converted values.
Note on K84: gepadmin: 1. If you choose "Full Conversion" then Column BA (AMOUNT) and Column BB (TAXES) BOTH values will be convert based on selected Currency in (Column L). 2. If you choose "Partial Conversion" then Column BA (AMOUNT) only will be converted based on selected currency (Column L) and Column BB (TAXES) value (INR) will be added to the converted values.
Note on K85: gepadmin: 1. If you choose "Full Conversion" then Column BA (AMOUNT) and Column BB (TAXES) BOTH values will be convert based on selected Currency in (Column L). 2. If you choose "Partial Conversion" then Column BA (AMOUNT) only will be converted based on selected currency (Column L) and Column BB (TAXES) value (INR) will be added to the converted values.
Note on K86: gepadmin: 1. If you choose "Full Conversion" then Column BA (AMOUNT) and Column BB (TAXES) BOTH values will be convert based on selected Currency in (Column L). 2. If you choose "Partial Conversion" then Column BA (AMOUNT) only will be converted based on selected currency (Column L) and Column BB (TAXES) value (INR) will be added to the converted values.
Note on K87: gepadmin: 1. If you choose "Full Conversion" then Column BA (AMOUNT) and Column BB (TAXES) BOTH values will be convert based on selected Currency in (Column L). 2. If you choose "Partial Conversion" then Column BA (AMOUNT) only will be converted based on selected currency (Column L) and Column BB (TAXES) value (INR) will be added to the converted values.
Note on K88: gepadmin: 1. If you choose "Full Conversion" then Column BA (AMOUNT) and Column BB (TAXES) BOTH values will be convert based on selected Currency in (Column L). 2. If you choose "Partial Conversion" then Column BA (AMOUNT) only will be converted based on selected currency (Column L) and Column BB (TAXES) value (INR) will be added to the converted values.
Note on K89: gepadmin: 1. If you choose "Full Conversion" then Column BA (AMOUNT) and Column BB (TAXES) BOTH values will be convert based on selected Currency in (Column L). 2. If you choose "Partial Conversion" then Column BA (AMOUNT) only will be converted based on selected currency (Column L) and Column BB (TAXES) value (INR) will be added to the converted values.
Note on K90: gepadmin: 1. If you choose "Full Conversion" then Column BA (AMOUNT) and Column BB (TAXES) BOTH values will be convert based on selected Currency in (Column L). 2. If you choose "Partial Conversion" then Column BA (AMOUNT) only will be converted based on selected currency (Column L) and Column BB (TAXES) value (INR) will be added to the converted values.
Note on K91: gepadmin: 1. If you choose "Full Conversion" then Column BA (AMOUNT) and Column BB (TAXES) BOTH values will be convert based on selected Currency in (Column L). 2. If you choose "Partial Conversion" then Column BA (AMOUNT) only will be converted based on selected currency (Column L) and Column BB (TAXES) value (INR) will be added to the converted values.
Note on K92: gepadmin: 1. If you choose "Full Conversion" then Column BA (AMOUNT) and Column BB (TAXES) BOTH values will be convert based on selected Currency in (Column L). 2. If you choose "Partial Conversion" then Column BA (AMOUNT) only will be converted based on selected currency (Column L) and Column BB (TAXES) value (INR) will be added to the converted values.
Note on K93: gepadmin: 1. If you choose "Full Conversion" then Column BA (AMOUNT) and Column BB (TAXES) BOTH values will be convert based on selected Currency in (Column L). 2. If you choose "Partial Conversion" then Column BA (AMOUNT) only will be converted based on selected currency (Column L) and Column BB (TAXES) value (INR) will be added to the converted values.
Note on K94: gepadmin: 1. If you choose "Full Conversion" then Column BA (AMOUNT) and Column BB (TAXES) BOTH values will be convert based on selected Currency in (Column L). 2. If you choose "Partial Conversion" then Column BA (AMOUNT) only will be converted based on selected currency (Column L) and Column BB (TAXES) value (INR) will be added to the converted values.
Note on K95: gepadmin: 1. If you choose "Full Conversion" then Column BA (AMOUNT) and Column BB (TAXES) BOTH values will be convert based on selected Currency in (Column L). 2. If you choose "Partial Conversion" then Column BA (AMOUNT) only will be converted based on selected currency (Column L) and Column BB (TAXES) value (INR) will be added to the converted values.
Note on K96: gepadmin: 1. If you choose "Full Conversion" then Column BA (AMOUNT) and Column BB (TAXES) BOTH values will be convert based on selected Currency in (Column L). 2. If you choose "Partial Conversion" then Column BA (AMOUNT) only will be converted based on selected currency (Column L) and Column BB (TAXES) value (INR) will be added to the converted values.
Note on K97: gepadmin: 1. If you choose "Full Conversion" then Column BA (AMOUNT) and Column BB (TAXES) BOTH values will be convert based on selected Currency in (Column L). 2. If you choose "Partial Conversion" then Column BA (AMOUNT) only will be converted based on selected currency (Column L) and Column BB (TAXES) value (INR) will be added to the converted values.
Note on K98: gepadmin: 1. If you choose "Full Conversion" then Column BA (AMOUNT) and Column BB (TAXES) BOTH values will be convert based on selected Currency in (Column L). 2. If you choose "Partial Conversion" then Column BA (AMOUNT) only will be converted based on selected currency (Column L) and Column BB (TAXES) value (INR) will be added to the converted values.
Note on K99: gepadmin: 1. If you choose "Full Conversion" then Column BA (AMOUNT) and Column BB (TAXES) BOTH values will be convert based on selected Currency in (Column L). 2. If you choose "Partial Conversion" then Column BA (AMOUNT) only will be converted based on selected currency (Column L) and Column BB (TAXES) value (INR) will be added to the converted values.
Note on K100: gepadmin: 1. If you choose "Full Conversion" then Column BA (AMOUNT) and Column BB (TAXES) BOTH values will be convert based on selected Currency in (Column L). 2. If you choose "Partial Conversion" then Column BA (AMOUNT) only will be converted based on selected currency (Column L) and Column BB (TAXES) value (INR) will be added to the converted values.
Note on K101: gepadmin: 1. If you choose "Full Conversion" then Column BA (AMOUNT) and Column BB (TAXES) BOTH values will be convert based on selected Currency in (Column L). 2. If you choose "Partial Conversion" then Column BA (AMOUNT) only will be converted based on selected currency (Column L) and Column BB (TAXES) value (INR) will be added to the converted values.
Note on K102: gepadmin: 1. If you choose "Full Conversion" then Column BA (AMOUNT) and Column BB (TAXES) BOTH values will be convert based on selected Currency in (Column L). 2. If you choose "Partial Conversion" then Column BA (AMOUNT) only will be converted based on selected currency (Column L) and Column BB (TAXES) value (INR) will be added to the converted values.
Note on K103: gepadmin: 1. If you choose "Full Conversion" then Column BA (AMOUNT) and Column BB (TAXES) BOTH values will be convert based on selected Currency in (Column L). 2. If you choose "Partial Conversion" then Column BA (AMOUNT) only will be converted based on selected currency (Column L) and Column BB (TAXES) value (INR) will be added to the converted values.
Note on K104: gepadmin: 1. If you choose "Full Conversion" then Column BA (AMOUNT) and Column BB (TAXES) BOTH values will be convert based on selected Currency in (Column L). 2. If you choose "Partial Conversion" then Column BA (AMOUNT) only will be converted based on selected currency (Column L) and Column BB (TAXES) value (INR) will be added to the converted values.
Note on K105: gepadmin: 1. If you choose "Full Conversion" then Column BA (AMOUNT) and Column BB (TAXES) BOTH values will be convert based on selected Currency in (Column L). 2. If you choose "Partial Conversion" then Column BA (AMOUNT) only will be converted based on selected currency (Column L) and Column BB (TAXES) value (INR) will be added to the converted values.
Note on K106: gepadmin: 1. If you choose "Full Conversion" then Column BA (AMOUNT) and Column BB (TAXES) BOTH values will be convert based on selected Currency in (Column L). 2. If you choose "Partial Conversion" then Column BA (AMOUNT) only will be converted based on selected currency (Column L) and Column BB (TAXES) value (INR) will be added to the converted values.
Note on K107: gepadmin: 1. If you choose "Full Conversion" then Column BA (AMOUNT) and Column BB (TAXES) BOTH values will be convert based on selected Currency in (Column L). 2. If you choose "Partial Conversion" then Column BA (AMOUNT) only will be converted based on selected currency (Column L) and Column BB (TAXES) value (INR) will be added to the converted values.
Note on K108: gepadmin: 1. If you choose "Full Conversion" then Column BA (AMOUNT) and Column BB (TAXES) BOTH values will be convert based on selected Currency in (Column L). 2. If you choose "Partial Conversion" then Column BA (AMOUNT) only will be converted based on selected currency (Column L) and Column BB (TAXES) value (INR) will be added to the converted values.
Note on K109: gepadmin: 1. If you choose "Full Conversion" then Column BA (AMOUNT) and Column BB (TAXES) BOTH values will be convert based on selected Currency in (Column L). 2. If you choose "Partial Conversion" then Column BA (AMOUNT) only will be converted based on selected currency (Column L) and Column BB (TAXES) value (INR) will be added to the converted values.
Note on K110: gepadmin: 1. If you choose "Full Conversion" then Column BA (AMOUNT) and Column BB (TAXES) BOTH values will be convert based on selected Currency in (Column L). 2. If you choose "Partial Conversion" then Column BA (AMOUNT) only will be converted based on selected currency (Column L) and Column BB (TAXES) value (INR) will be added to the converted values.
Note on K111: gepadmin: 1. If you choose "Full Conversion" then Column BA (AMOUNT) and Column BB (TAXES) BOTH values will be convert based on selected Currency in (Column L). 2. If you choose "Partial Conversion" then Column BA (AMOUNT) only will be converted based on selected currency (Column L) and Column BB (TAXES) value (INR) will be added to the converted values.
Note on K112: gepadmin: 1. If you choose "Full Conversion" then Column BA (AMOUNT) and Column BB (TAXES) BOTH values will be convert based on selected Currency in (Column L). 2. If you choose "Partial Conversion" then Column BA (AMOUNT) only will be converted based on selected currency (Column L) and Column BB (TAXES) value (INR) will be added to the converted values.
Note on K113: gepadmin: 1. If you choose "Full Conversion" then Column BA (AMOUNT) and Column BB (TAXES) BOTH values will be convert based on selected Currency in (Column L). 2. If you choose "Partial Conversion" then Column BA (AMOUNT) only will be converted based on selected currency (Column L) and Column BB (TAXES) value (INR) will be added to the converted values.
Note on K114: gepadmin: 1. If you choose "Full Conversion" then Column BA (AMOUNT) and Column BB (TAXES) BOTH values will be convert based on selected Currency in (Column L). 2. If you choose "Partial Conversion" then Column BA (AMOUNT) only will be converted based on selected currency (Column L) and Column BB (TAXES) value (INR) will be added to the converted values.
Note on K115: gepadmin: 1. If you choose "Full Conversion" then Column BA (AMOUNT) and Column BB (TAXES) BOTH values will be convert based on selected Currency in (Column L). 2. If you choose "Partial Conversion" then Column BA (AMOUNT) only will be converted based on selected currency (Column L) and Column BB (TAXES) value (INR) will be added to the converted values.
Note on K116: gepadmin: 1. If you choose "Full Conversion" then Column BA (AMOUNT) and Column BB (TAXES) BOTH values will be convert based on selected Currency in (Column L). 2. If you choose "Partial Conversion" then Column BA (AMOUNT) only will be converted based on selected currency (Column L) and Column BB (TAXES) value (INR) will be added to the converted values.
Note on K117: gepadmin: 1. If you choose "Full Conversion" then Column BA (AMOUNT) and Column BB (TAXES) BOTH values will be convert based on selected Currency in (Column L). 2. If you choose "Partial Conversion" then Column BA (AMOUNT) only will be converted based on selected currency (Column L) and Column BB (TAXES) value (INR) will be added to the converted values.
Note on K118: gepadmin: 1. If you choose "Full Conversion" then Column BA (AMOUNT) and Column BB (TAXES) BOTH values will be convert based on selected Currency in (Column L). 2. If you choose "Partial Conversion" then Column BA (AMOUNT) only will be converted based on selected currency (Column L) and Column BB (TAXES) value (INR) will be added to the converted values.
Note on K119: gepadmin: 1. If you choose "Full Conversion" then Column BA (AMOUNT) and Column BB (TAXES) BOTH values will be convert based on selected Currency in (Column L). 2. If you choose "Partial Conversion" then Column BA (AMOUNT) only will be converted based on selected currency (Column L) and Column BB (TAXES) value (INR) will be added to the converted values.
Note on K120: gepadmin: 1. If you choose "Full Conversion" then Column BA (AMOUNT) and Column BB (TAXES) BOTH values will be convert based on selected Currency in (Column L). 2. If you choose "Partial Conversion" then Column BA (AMOUNT) only will be converted based on selected currency (Column L) and Column BB (TAXES) value (INR) will be added to the converted values.
Note on K121: gepadmin: 1. If you choose "Full Conversion" then Column BA (AMOUNT) and Column BB (TAXES) BOTH values will be convert based on selected Currency in (Column L). 2. If you choose "Partial Conversion" then Column BA (AMOUNT) only will be converted based on selected currency (Column L) and Column BB (TAXES) value (INR) will be added to the converted values.
Note on K122: gepadmin: 1. If you choose "Full Conversion" then Column BA (AMOUNT) and Column BB (TAXES) BOTH values will be convert based on selected Currency in (Column L). 2. If you choose "Partial Conversion" then Column BA (AMOUNT) only will be converted based on selected currency (Column L) and Column BB (TAXES) value (INR) will be added to the converted values.
Note on K123: gepadmin: 1. If you choose "Full Conversion" then Column BA (AMOUNT) and Column BB (TAXES) BOTH values will be convert based on selected Currency in (Column L). 2. If you choose "Partial Conversion" then Column BA (AMOUNT) only will be converted based on selected currency (Column L) and Column BB (TAXES) value (INR) will be added to the converted values.
Note on K124: gepadmin: 1. If you choose "Full Conversion" then Column BA (AMOUNT) and Column BB (TAXES) BOTH values will be convert based on selected Currency in (Column L). 2. If you choose "Partial Conversion" then Column BA (AMOUNT) only will be converted based on selected currency (Column L) and Column BB (TAXES) value (INR) will be added to the converted values.
Note on K125: gepadmin: 1. If you choose "Full Conversion" then Column BA (AMOUNT) and Column BB (TAXES) BOTH values will be convert based on selected Currency in (Column L). 2. If you choose "Partial Conversion" then Column BA (AMOUNT) only will be converted based on selected currency (Column L) and Column BB (TAXES) value (INR) will be added to the converted values.
Note on K126: gepadmin: 1. If you choose "Full Conversion" then Column BA (AMOUNT) and Column BB (TAXES) BOTH values will be convert based on selected Currency in (Column L). 2. If you choose "Partial Conversion" then Column BA (AMOUNT) only will be converted based on selected currency (Column L) and Column BB (TAXES) value (INR) will be added to the converted values.
Note on K127: gepadmin: 1. If you choose "Full Conversion" then Column BA (AMOUNT) and Column BB (TAXES) BOTH values will be convert based on selected Currency in (Column L). 2. If you choose "Partial Conversion" then Column BA (AMOUNT) only will be converted based on selected currency (Column L) and Column BB (TAXES) value (INR) will be added to the converted values.
Note on K128: gepadmin: 1. If you choose "Full Conversion" then Column BA (AMOUNT) and Column BB (TAXES) BOTH values will be convert based on selected Currency in (Column L). 2. If you choose "Partial Conversion" then Column BA (AMOUNT) only will be converted based on selected currency (Column L) and Column BB (TAXES) value (INR) will be added to the converted values.
Note on K129: gepadmin: 1. If you choose "Full Conversion" then Column BA (AMOUNT) and Column BB (TAXES) BOTH values will be convert based on selected Currency in (Column L). 2. If you choose "Partial Conversion" then Column BA (AMOUNT) only will be converted based on selected currency (Column L) and Column BB (TAXES) value (INR) will be added to the converted values.
Note on K130: gepadmin: 1. If you choose "Full Conversion" then Column BA (AMOUNT) and Column BB (TAXES) BOTH values will be convert based on selected Currency in (Column L). 2. If you choose "Partial Conversion" then Column BA (AMOUNT) only will be converted based on selected currency (Column L) and Column BB (TAXES) value (INR) will be added to the converted values.
Note on K131: gepadmin: 1. If you choose "Full Conversion" then Column BA (AMOUNT) and Column BB (TAXES) BOTH values will be convert based on selected Currency in (Column L). 2. If you choose "Partial Conversion" then Column BA (AMOUNT) only will be converted based on selected currency (Column L) and Column BB (TAXES) value (INR) will be added to the converted values.
Note on K132: gepadmin: 1. If you choose "Full Conversion" then Column BA (AMOUNT) and Column BB (TAXES) BOTH values will be convert based on selected Currency in (Column L). 2. If you choose "Partial Conversion" then Column BA (AMOUNT) only will be converted based on selected currency (Column L) and Column BB (TAXES) value (INR) will be added to the converted values.
Note on K133: gepadmin: 1. If you choose "Full Conversion" then Column BA (AMOUNT) and Column BB (TAXES) BOTH values will be convert based on selected Currency in (Column L). 2. If you choose "Partial Conversion" then Column BA (AMOUNT) only will be converted based on selected currency (Column L) and Column BB (TAXES) value (INR) will be added to the converted values.
Note on K134: gepadmin: 1. If you choose "Full Conversion" then Column BA (AMOUNT) and Column BB (TAXES) BOTH values will be convert based on selected Currency in (Column L). 2. If you choose "Partial Conversion" then Column BA (AMOUNT) only will be converted based on selected currency (Column L) and Column BB (TAXES) value (INR) will be added to the converted values.
Note on K135: gepadmin: 1. If you choose "Full Conversion" then Column BA (AMOUNT) and Column BB (TAXES) BOTH values will be convert based on selected Currency in (Column L). 2. If you choose "Partial Conversion" then Column BA (AMOUNT) only will be converted based on selected currency (Column L) and Column BB (TAXES) value (INR) will be added to the converted values.
Note on K136: gepadmin: 1. If you choose "Full Conversion" then Column BA (AMOUNT) and Column BB (TAXES) BOTH values will be convert based on selected Currency in (Column L). 2. If you choose "Partial Conversion" then Column BA (AMOUNT) only will be converted based on selected currency (Column L) and Column BB (TAXES) value (INR) will be added to the converted values.
Note on K137: gepadmin: 1. If you choose "Full Conversion" then Column BA (AMOUNT) and Column BB (TAXES) BOTH values will be convert based on selected Currency in (Column L). 2. If you choose "Partial Conversion" then Column BA (AMOUNT) only will be converted based on selected currency (Column L) and Column BB (TAXES) value (INR) will be added to the converted values.
Note on K138: gepadmin: 1. If you choose "Full Conversion" then Column BA (AMOUNT) and Column BB (TAXES) BOTH values will be convert based on selected Currency in (Column L). 2. If you choose "Partial Conversion" then Column BA (AMOUNT) only will be converted based on selected currency (Column L) and Column BB (TAXES) value (INR) will be added to the converted values.
Note on K139: gepadmin: 1. If you choose "Full Conversion" then Column BA (AMOUNT) and Column BB (TAXES) BOTH values will be convert based on selected Currency in (Column L). 2. If you choose "Partial Conversion" then Column BA (AMOUNT) only will be converted based on selected currency (Column L) and Column BB (TAXES) value (INR) will be added to the converted values.
Note on K140: gepadmin: 1. If you choose "Full Conversion" then Column BA (AMOUNT) and Column BB (TAXES) BOTH values will be convert based on selected Currency in (Column L). 2. If you choose "Partial Conversion" then Column BA (AMOUNT) only will be converted based on selected currency (Column L) and Column BB (TAXES) value (INR) will be added to the converted values.
Note on K141: gepadmin: 1. If you choose "Full Conversion" then Column BA (AMOUNT) and Column BB (TAXES) BOTH values will be convert based on selected Currency in (Column L). 2. If you choose "Partial Conversion" then Column BA (AMOUNT) only will be converted based on selected currency (Column L) and Column BB (TAXES) value (INR) will be added to the converted values.
Note on K142: gepadmin: 1. If you choose "Full Conversion" then Column BA (AMOUNT) and Column BB (TAXES) BOTH values will be convert based on selected Currency in (Column L). 2. If you choose "Partial Conversion" then Column BA (AMOUNT) only will be converted based on selected currency (Column L) and Column BB (TAXES) value (INR) will be added to the converted values.
Note on K143: gepadmin: 1. If you choose "Full Conversion" then Column BA (AMOUNT) and Column BB (TAXES) BOTH values will be convert based on selected Currency in (Column L). 2. If you choose "Partial Conversion" then Column BA (AMOUNT) only will be converted based on selected currency (Column L) and Column BB (TAXES) value (INR) will be added to the converted values.
Note on K144: gepadmin: 1. If you choose "Full Conversion" then Column BA (AMOUNT) and Column BB (TAXES) BOTH values will be convert based on selected Currency in (Column L). 2. If you choose "Partial Conversion" then Column BA (AMOUNT) only will be converted based on selected currency (Column L) and Column BB (TAXES) value (INR) will be added to the converted values.
Note on K145: gepadmin: 1. If you choose "Full Conversion" then Column BA (AMOUNT) and Column BB (TAXES) BOTH values will be convert based on selected Currency in (Column L). 2. If you choose "Partial Conversion" then Column BA (AMOUNT) only will be converted based on selected currency (Column L) and Column BB (TAXES) value (INR) will be added to the converted values.
Note on K146: gepadmin: 1. If you choose "Full Conversion" then Column BA (AMOUNT) and Column BB (TAXES) BOTH values will be convert based on selected Currency in (Column L). 2. If you choose "Partial Conversion" then Column BA (AMOUNT) only will be converted based on selected currency (Column L) and Column BB (TAXES) value (INR) will be added to the converted values.
Note on K147: gepadmin: 1. If you choose "Full Conversion" then Column BA (AMOUNT) and Column BB (TAXES) BOTH values will be convert based on selected Currency in (Column L). 2. If you choose "Partial Conversion" then Column BA (AMOUNT) only will be converted based on selected currency (Column L) and Column BB (TAXES) value (INR) will be added to the converted values.
Note on K148: gepadmin: 1. If you choose "Full Conversion" then Column BA (AMOUNT) and Column BB (TAXES) BOTH values will be convert based on selected Currency in (Column L). 2. If you choose "Partial Conversion" then Column BA (AMOUNT) only will be converted based on selected currency (Column L) and Column BB (TAXES) value (INR) will be added to the converted values.
Note on K149: gepadmin: 1. If you choose "Full Conversion" then Column BA (AMOUNT) and Column BB (TAXES) BOTH values will be convert based on selected Currency in (Column L). 2. If you choose "Partial Conversion" then Column BA (AMOUNT) only will be converted based on selected currency (Column L) and Column BB (TAXES) value (INR) will be added to the converted values.
Note on K150: gepadmin: 1. If you choose "Full Conversion" then Column BA (AMOUNT) and Column BB (TAXES) BOTH values will be convert based on selected Currency in (Column L). 2. If you choose "Partial Conversion" then Column BA (AMOUNT) only will be converted based on selected currency (Column L) and Column BB (TAXES) value (INR) will be added to the converted values.
Note on K151: gepadmin: 1. If you choose "Full Conversion" then Column BA (AMOUNT) and Column BB (TAXES) BOTH values will be convert based on selected Currency in (Column L). 2. If you choose "Partial Conversion" then Column BA (AMOUNT) only will be converted based on selected currency (Column L) and Column BB (TAXES) value (INR) will be added to the converted values.
Note on K152: gepadmin: 1. If you choose "Full Conversion" then Column BA (AMOUNT) and Column BB (TAXES) BOTH values will be convert based on selected Currency in (Column L). 2. If you choose "Partial Conversion" then Column BA (AMOUNT) only will be converted based on selected currency (Column L) and Column BB (TAXES) value (INR) will be added to the converted values.
Note on K153: gepadmin: 1. If you choose "Full Conversion" then Column BA (AMOUNT) and Column BB (TAXES) BOTH values will be convert based on selected Currency in (Column L). 2. If you choose "Partial Conversion" then Column BA (AMOUNT) only will be converted based on selected currency (Column L) and Column BB (TAXES) value (INR) will be added to the converted values.
Note on K154: gepadmin: 1. If you choose "Full Conversion" then Column BA (AMOUNT) and Column BB (TAXES) BOTH values will be convert based on selected Currency in (Column L). 2. If you choose "Partial Conversion" then Column BA (AMOUNT) only will be converted based on selected currency (Column L) and Column BB (TAXES) value (INR) will be added to the converted values.
Note on K155: gepadmin: 1. If you choose "Full Conversion" then Column BA (AMOUNT) and Column BB (TAXES) BOTH values will be convert based on selected Currency in (Column L). 2. If you choose "Partial Conversion" then Column BA (AMOUNT) only will be converted based on selected currency (Column L) and Column BB (TAXES) value (INR) will be added to the converted values.
Note on K156: gepadmin: 1. If you choose "Full Conversion" then Column BA (AMOUNT) and Column BB (TAXES) BOTH values will be convert based on selected Currency in (Column L). 2. If you choose "Partial Conversion" then Column BA (AMOUNT) only will be converted based on selected currency (Column L) and Column BB (TAXES) value (INR) will be added to the converted values.
Note on K157: gepadmin: 1. If you choose "Full Conversion" then Column BA (AMOUNT) and Column BB (TAXES) BOTH values will be convert based on selected Currency in (Column L). 2. If you choose "Partial Conversion" then Column BA (AMOUNT) only will be converted based on selected currency (Column L) and Column BB (TAXES) value (INR) will be added to the converted values.
Note on K158: gepadmin: 1. If you choose "Full Conversion" then Column BA (AMOUNT) and Column BB (TAXES) BOTH values will be convert based on selected Currency in (Column L). 2. If you choose "Partial Conversion" then Column BA (AMOUNT) only will be converted based on selected currency (Column L) and Column BB (TAXES) value (INR) will be added to the converted values.
Note on K159: gepadmin: 1. If you choose "Full Conversion" then Column BA (AMOUNT) and Column BB (TAXES) BOTH values will be convert based on selected Currency in (Column L). 2. If you choose "Partial Conversion" then Column BA (AMOUNT) only will be converted based on selected currency (Column L) and Column BB (TAXES) value (INR) will be added to the converted values.
Note on K160: gepadmin: 1. If you choose "Full Conversion" then Column BA (AMOUNT) and Column BB (TAXES) BOTH values will be convert based on selected Currency in (Column L). 2. If you choose "Partial Conversion" then Column BA (AMOUNT) only will be converted based on selected currency (Column L) and Column BB (TAXES) value (INR) will be added to the converted values.
Note on K161: gepadmin: 1. If you choose "Full Conversion" then Column BA (AMOUNT) and Column BB (TAXES) BOTH values will be convert based on selected Currency in (Column L). 2. If you choose "Partial Conversion" then Column BA (AMOUNT) only will be converted based on selected currency (Column L) and Column BB (TAXES) value (INR) will be added to the converted values.
Note on K162: gepadmin: 1. If you choose "Full Conversion" then Column BA (AMOUNT) and Column BB (TAXES) BOTH values will be convert based on selected Currency in (Column L). 2. If you choose "Partial Conversion" then Column BA (AMOUNT) only will be converted based on selected currency (Column L) and Column BB (TAXES) value (INR) will be added to the converted values.
Note on K163: gepadmin: 1. If you choose "Full Conversion" then Column BA (AMOUNT) and Column BB (TAXES) BOTH values will be convert based on selected Currency in (Column L). 2. If you choose "Partial Conversion" then Column BA (AMOUNT) only will be converted based on selected currency (Column L) and Column BB (TAXES) value (INR) will be added to the converted values.
Note on K164: gepadmin: 1. If you choose "Full Conversion" then Column BA (AMOUNT) and Column BB (TAXES) BOTH values will be convert based on selected Currency in (Column L). 2. If you choose "Partial Conversion" then Column BA (AMOUNT) only will be converted based on selected currency (Column L) and Column BB (TAXES) value (INR) will be added to the converted values.
Note on K165: gepadmin: 1. If you choose "Full Conversion" then Column BA (AMOUNT) and Column BB (TAXES) BOTH values will be convert based on selected Currency in (Column L). 2. If you choose "Partial Conversion" then Column BA (AMOUNT) only will be converted based on selected currency (Column L) and Column BB (TAXES) value (INR) will be added to the converted values.
Note on K166: gepadmin: 1. If you choose "Full Conversion" then Column BA (AMOUNT) and Column BB (TAXES) BOTH values will be convert based on selected Currency in (Column L). 2. If you choose "Partial Conversion" then Column BA (AMOUNT) only will be converted based on selected currency (Column L) and Column BB (TAXES) value (INR) will be added to the converted values.
Note on K167: gepadmin: 1. If you choose "Full Conversion" then Column BA (AMOUNT) and Column BB (TAXES) BOTH values will be convert based on selected Currency in (Column L). 2. If you choose "Partial Conversion" then Column BA (AMOUNT) only will be converted based on selected currency (Column L) and Column BB (TAXES) value (INR) will be added to the converted values.
Note on K168: gepadmin: 1. If you choose "Full Conversion" then Column BA (AMOUNT) and Column BB (TAXES) BOTH values will be convert based on selected Currency in (Column L). 2. If you choose "Partial Conversion" then Column BA (AMOUNT) only will be converted based on selected currency (Column L) and Column BB (TAXES) value (INR) will be added to the converted values.
Note on K169: gepadmin: 1. If you choose "Full Conversion" then Column BA (AMOUNT) and Column BB (TAXES) BOTH values will be convert based on selected Currency in (Column L). 2. If you choose "Partial Conversion" then Column BA (AMOUNT) only will be converted based on selected currency (Column L) and Column BB (TAXES) value (INR) will be added to the converted values.
Note on K170: gepadmin: 1. If you choose "Full Conversion" then Column BA (AMOUNT) and Column BB (TAXES) BOTH values will be convert based on selected Currency in (Column L). 2. If you choose "Partial Conversion" then Column BA (AMOUNT) only will be converted based on selected currency (Column L) and Column BB (TAXES) value (INR) will be added to the converted values.
Note on K171: gepadmin: 1. If you choose "Full Conversion" then Column BA (AMOUNT) and Column BB (TAXES) BOTH values will be convert based on selected Currency in (Column L). 2. If you choose "Partial Conversion" then Column BA (AMOUNT) only will be converted based on selected currency (Column L) and Column BB (TAXES) value (INR) will be added to the converted values.
Note on K172: gepadmin: 1. If you choose "Full Conversion" then Column BA (AMOUNT) and Column BB (TAXES) BOTH values will be convert based on selected Currency in (Column L). 2. If you choose "Partial Conversion" then Column BA (AMOUNT) only will be converted based on selected currency (Column L) and Column BB (TAXES) value (INR) will be added to the converted values.
Note on K173: gepadmin: 1. If you choose "Full Conversion" then Column BA (AMOUNT) and Column BB (TAXES) BOTH values will be convert based on selected Currency in (Column L). 2. If you choose "Partial Conversion" then Column BA (AMOUNT) only will be converted based on selected currency (Column L) and Column BB (TAXES) value (INR) will be added to the converted values.
Note on K174: gepadmin: 1. If you choose "Full Conversion" then Column BA (AMOUNT) and Column BB (TAXES) BOTH values will be convert based on selected Currency in (Column L). 2. If you choose "Partial Conversion" then Column BA (AMOUNT) only will be converted based on selected currency (Column L) and Column BB (TAXES) value (INR) will be added to the converted values.
Note on K175: gepadmin: 1. If you choose "Full Conversion" then Column BA (AMOUNT) and Column BB (TAXES) BOTH values will be convert based on selected Currency in (Column L). 2. If you choose "Partial Conversion" then Column BA (AMOUNT) only will be converted based on selected currency (Column L) and Column BB (TAXES) value (INR) will be added to the converted values.
Note on K176: gepadmin: 1. If you choose "Full Conversion" then Column BA (AMOUNT) and Column BB (TAXES) BOTH values will be convert based on selected Currency in (Column L). 2. If you choose "Partial Conversion" then Column BA (AMOUNT) only will be converted based on selected currency (Column L) and Column BB (TAXES) value (INR) will be added to the converted values.
Note on K177: gepadmin: 1. If you choose "Full Conversion" then Column BA (AMOUNT) and Column BB (TAXES) BOTH values will be convert based on selected Currency in (Column L). 2. If you choose "Partial Conversion" then Column BA (AMOUNT) only will be converted based on selected currency (Column L) and Column BB (TAXES) value (INR) will be added to the converted values.
Note on K178: gepadmin: 1. If you choose "Full Conversion" then Column BA (AMOUNT) and Column BB (TAXES) BOTH values will be convert based on selected Currency in (Column L). 2. If you choose "Partial Conversion" then Column BA (AMOUNT) only will be converted based on selected currency (Column L) and Column BB (TAXES) value (INR) will be added to the converted values.
Note on K179: gepadmin: 1. If you choose "Full Conversion" then Column BA (AMOUNT) and Column BB (TAXES) BOTH values will be convert based on selected Currency in (Column L). 2. If you choose "Partial Conversion" then Column BA (AMOUNT) only will be converted based on selected currency (Column L) and Column BB (TAXES) value (INR) will be added to the converted values.
Note on K180: gepadmin: 1. If you choose "Full Conversion" then Column BA (AMOUNT) and Column BB (TAXES) BOTH values will be convert based on selected Currency in (Column L). 2. If you choose "Partial Conversion" then Column BA (AMOUNT) only will be converted based on selected currency (Column L) and Column BB (TAXES) value (INR) will be added to the converted values.
Note on K181: gepadmin: 1. If you choose "Full Conversion" then Column BA (AMOUNT) and Column BB (TAXES) BOTH values will be convert based on selected Currency in (Column L). 2. If you choose "Partial Conversion" then Column BA (AMOUNT) only will be converted based on selected currency (Column L) and Column BB (TAXES) value (INR) will be added to the converted values.
Note on K182: gepadmin: 1. If you choose "Full Conversion" then Column BA (AMOUNT) and Column BB (TAXES) BOTH values will be convert based on selected Currency in (Column L). 2. If you choose "Partial Conversion" then Column BA (AMOUNT) only will be converted based on selected currency (Column L) and Column BB (TAXES) value (INR) will be added to the converted values.
Note on K183: gepadmin: 1. If you choose "Full Conversion" then Column BA (AMOUNT) and Column BB (TAXES) BOTH values will be convert based on selected Currency in (Column L). 2. If you choose "Partial Conversion" then Column BA (AMOUNT) only will be converted based on selected currency (Column L) and Column BB (TAXES) value (INR) will be added to the converted values.
Note on K184: gepadmin: 1. If you choose "Full Conversion" then Column BA (AMOUNT) and Column BB (TAXES) BOTH values will be convert based on selected Currency in (Column L). 2. If you choose "Partial Conversion" then Column BA (AMOUNT) only will be converted based on selected currency (Column L) and Column BB (TAXES) value (INR) will be added to the converted values.
Note on K185: gepadmin: 1. If you choose "Full Conversion" then Column BA (AMOUNT) and Column BB (TAXES) BOTH values will be convert based on selected Currency in (Column L). 2. If you choose "Partial Conversion" then Column BA (AMOUNT) only will be converted based on selected currency (Column L) and Column BB (TAXES) value (INR) will be added to the converted values.
Note on K186: gepadmin: 1. If you choose "Full Conversion" then Column BA (AMOUNT) and Column BB (TAXES) BOTH values will be convert based on selected Currency in (Column L). 2. If you choose "Partial Conversion" then Column BA (AMOUNT) only will be converted based on selected currency (Column L) and Column BB (TAXES) value (INR) will be added to the converted values.
Note on K187: gepadmin: 1. If you choose "Full Conversion" then Column BA (AMOUNT) and Column BB (TAXES) BOTH values will be convert based on selected Currency in (Column L). 2. If you choose "Partial Conversion" then Column BA (AMOUNT) only will be converted based on selected currency (Column L) and Column BB (TAXES) value (INR) will be added to the converted values.
Note on K188: gepadmin: 1. If you choose "Full Conversion" then Column BA (AMOUNT) and Column BB (TAXES) BOTH values will be convert based on selected Currency in (Column L). 2. If you choose "Partial Conversion" then Column BA (AMOUNT) only will be converted based on selected currency (Column L) and Column BB (TAXES) value (INR) will be added to the converted values.
Note on K189: gepadmin: 1. If you choose "Full Conversion" then Column BA (AMOUNT) and Column BB (TAXES) BOTH values will be convert based on selected Currency in (Column L). 2. If you choose "Partial Conversion" then Column BA (AMOUNT) only will be converted based on selected currency (Column L) and Column BB (TAXES) value (INR) will be added to the converted values.
Note on K190: gepadmin: 1. If you choose "Full Conversion" then Column BA (AMOUNT) and Column BB (TAXES) BOTH values will be convert based on selected Currency in (Column L). 2. If you choose "Partial Conversion" then Column BA (AMOUNT) only will be converted based on selected currency (Column L) and Column BB (TAXES) value (INR) will be added to the converted values.
Note on K191: gepadmin: 1. If you choose "Full Conversion" then Column BA (AMOUNT) and Column BB (TAXES) BOTH values will be convert based on selected Currency in (Column L). 2. If you choose "Partial Conversion" then Column BA (AMOUNT) only will be converted based on selected currency (Column L) and Column BB (TAXES) value (INR) will be added to the converted values.
Note on K192: gepadmin: 1. If you choose "Full Conversion" then Column BA (AMOUNT) and Column BB (TAXES) BOTH values will be convert based on selected Currency in (Column L). 2. If you choose "Partial Conversion" then Column BA (AMOUNT) only will be converted based on selected currency (Column L) and Column BB (TAXES) value (INR) will be added to the converted values.
Note on K193: gepadmin: 1. If you choose "Full Conversion" then Column BA (AMOUNT) and Column BB (TAXES) BOTH values will be convert based on selected Currency in (Column L). 2. If you choose "Partial Conversion" then Column BA (AMOUNT) only will be converted based on selected currency (Column L) and Column BB (TAXES) value (INR) will be added to the converted values.
Note on K194: gepadmin: 1. If you choose "Full Conversion" then Column BA (AMOUNT) and Column BB (TAXES) BOTH values will be convert based on selected Currency in (Column L). 2. If you choose "Partial Conversion" then Column BA (AMOUNT) only will be converted based on selected currency (Column L) and Column BB (TAXES) value (INR) will be added to the converted values.
Note on K195: gepadmin: 1. If you choose "Full Conversion" then Column BA (AMOUNT) and Column BB (TAXES) BOTH values will be convert based on selected Currency in (Column L). 2. If you choose "Partial Conversion" then Column BA (AMOUNT) only will be converted based on selected currency (Column L) and Column BB (TAXES) value (INR) will be added to the converted values.
Note on K196: gepadmin: 1. If you choose "Full Conversion" then Column BA (AMOUNT) and Column BB (TAXES) BOTH values will be convert based on selected Currency in (Column L). 2. If you choose "Partial Conversion" then Column BA (AMOUNT) only will be converted based on selected currency (Column L) and Column BB (TAXES) value (INR) will be added to the converted values.
Note on K197: gepadmin: 1. If you choose "Full Conversion" then Column BA (AMOUNT) and Column BB (TAXES) BOTH values will be convert based on selected Currency in (Column L). 2. If you choose "Partial Conversion" then Column BA (AMOUNT) only will be converted based on selected currency (Column L) and Column BB (TAXES) value (INR) will be added to the converted values.
Note on K198: gepadmin: 1. If you choose "Full Conversion" then Column BA (AMOUNT) and Column BB (TAXES) BOTH values will be convert based on selected Currency in (Column L). 2. If you choose "Partial Conversion" then Column BA (AMOUNT) only will be converted based on selected currency (Column L) and Column BB (TAXES) value (INR) will be added to the converted values.
Note on K199: gepadmin: 1. If you choose "Full Conversion" then Column BA (AMOUNT) and Column BB (TAXES) BOTH values will be convert based on selected Currency in (Column L). 2. If you choose "Partial Conversion" then Column BA (AMOUNT) only will be converted based on selected currency (Column L) and Column BB (TAXES) value (INR) will be added to the converted values.
Note on K200: gepadmin: 1. If you choose "Full Conversion" then Column BA (AMOUNT) and Column BB (TAXES) BOTH values will be convert based on selected Currency in (Column L). 2. If you choose "Partial Conversion" then Column BA (AMOUNT) only will be converted based on selected currency (Column L) and Column BB (TAXES) value (INR) will be added to the converted values.
Note on K201: gepadmin: 1. If you choose "Full Conversion" then Column BA (AMOUNT) and Column BB (TAXES) BOTH values will be convert based on selected Currency in (Column L). 2. If you choose "Partial Conversion" then Column BA (AMOUNT) only will be converted based on selected currency (Column L) and Column BB (TAXES) value (INR) will be added to the converted values.
Note on K202: gepadmin: 1. If you choose "Full Conversion" then Column BA (AMOUNT) and Column BB (TAXES) BOTH values will be convert based on selected Currency in (Column L). 2. If you choose "Partial Conversion" then Column BA (AMOUNT) only will be converted based on selected currency (Column L) and Column BB (TAXES) value (INR) will be added to the converted values.
Note on K203: gepadmin: 1. If you choose "Full Conversion" then Column BA (AMOUNT) and Column BB (TAXES) BOTH values will be convert based on selected Currency in (Column L). 2. If you choose "Partial Conversion" then Column BA (AMOUNT) only will be converted based on selected currency (Column L) and Column BB (TAXES) value (INR) will be added to the converted values.
Note on K204: gepadmin: 1. If you choose "Full Conversion" then Column BA (AMOUNT) and Column BB (TAXES) BOTH values will be convert based on selected Currency in (Column L). 2. If you choose "Partial Conversion" then Column BA (AMOUNT) only will be converted based on selected currency (Column L) and Column BB (TAXES) value (INR) will be added to the converted values.
Note on K205: gepadmin: 1. If you choose "Full Conversion" then Column BA (AMOUNT) and Column BB (TAXES) BOTH values will be convert based on selected Currency in (Column L). 2. If you choose "Partial Conversion" then Column BA (AMOUNT) only will be converted based on selected currency (Column L) and Column BB (TAXES) value (INR) will be added to the converted values.
Note on K206: gepadmin: 1. If you choose "Full Conversion" then Column BA (AMOUNT) and Column BB (TAXES) BOTH values will be convert based on selected Currency in (Column L). 2. If you choose "Partial Conversion" then Column BA (AMOUNT) only will be converted based on selected currency (Column L) and Column BB (TAXES) value (INR) will be added to the converted values.
Note on K207: gepadmin: 1. If you choose "Full Conversion" then Column BA (AMOUNT) and Column BB (TAXES) BOTH values will be convert based on selected Currency in (Column L). 2. If you choose "Partial Conversion" then Column BA (AMOUNT) only will be converted based on selected currency (Column L) and Column BB (TAXES) value (INR) will be added to the converted values.
Note on K208: gepadmin: 1. If you choose "Full Conversion" then Column BA (AMOUNT) and Column BB (TAXES) BOTH values will be convert based on selected Currency in (Column L). 2. If you choose "Partial Conversion" then Column BA (AMOUNT) only will be converted based on selected currency (Column L) and Column BB (TAXES) value (INR) will be added to the converted values.
Note on K209: gepadmin: 1. If you choose "Full Conversion" then Column BA (AMOUNT) and Column BB (TAXES) BOTH values will be convert based on selected Currency in (Column L). 2. If you choose "Partial Conversion" then Column BA (AMOUNT) only will be converted based on selected currency (Column L) and Column BB (TAXES) value (INR) will be added to the converted values.
Note on K210: gepadmin: 1. If you choose "Full Conversion" then Column BA (AMOUNT) and Column BB (TAXES) BOTH values will be convert based on selected Currency in (Column L). 2. If you choose "Partial Conversion" then Column BA (AMOUNT) only will be converted based on selected currency (Column L) and Column BB (TAXES) value (INR) will be added to the converted values.
Note on K211: gepadmin: 1. If you choose "Full Conversion" then Column BA (AMOUNT) and Column BB (TAXES) BOTH values will be convert based on selected Currency in (Column L). 2. If you choose "Partial Conversion" then Column BA (AMOUNT) only will be converted based on selected currency (Column L) and Column BB (TAXES) value (INR) will be added to the converted values.
Note on K212: gepadmin: 1. If you choose "Full Conversion" then Column BA (AMOUNT) and Column BB (TAXES) BOTH values will be convert based on selected Currency in (Column L). 2. If you choose "Partial Conversion" then Column BA (AMOUNT) only will be converted based on selected currency (Column L) and Column BB (TAXES) value (INR) will be added to the converted values.
Note on K213: gepadmin: 1. If you choose "Full Conversion" then Column BA (AMOUNT) and Column BB (TAXES) BOTH values will be convert based on selected Currency in (Column L). 2. If you choose "Partial Conversion" then Column BA (AMOUNT) only will be converted based on selected currency (Column L) and Column BB (TAXES) value (INR) will be added to the converted values.
Note on K214: gepadmin: 1. If you choose "Full Conversion" then Column BA (AMOUNT) and Column BB (TAXES) BOTH values will be convert based on selected Currency in (Column L). 2. If you choose "Partial Conversion" then Column BA (AMOUNT) only will be converted based on selected currency (Column L) and Column BB (TAXES) value (INR) will be added to the converted values.
Note on K215: gepadmin: 1. If you choose "Full Conversion" then Column BA (AMOUNT) and Column BB (TAXES) BOTH values will be convert based on selected Currency in (Column L). 2. If you choose "Partial Conversion" then Column BA (AMOUNT) only will be converted based on selected currency (Column L) and Column BB (TAXES) value (INR) will be added to the converted values.
Note on K216: gepadmin: 1. If you choose "Full Conversion" then Column BA (AMOUNT) and Column BB (TAXES) BOTH values will be convert based on selected Currency in (Column L). 2. If you choose "Partial Conversion" then Column BA (AMOUNT) only will be converted based on selected currency (Column L) and Column BB (TAXES) value (INR) will be added to the converted values.
Note on K217: gepadmin: 1. If you choose "Full Conversion" then Column BA (AMOUNT) and Column BB (TAXES) BOTH values will be convert based on selected Currency in (Column L). 2. If you choose "Partial Conversion" then Column BA (AMOUNT) only will be converted based on selected currency (Column L) and Column BB (TAXES) value (INR) will be added to the converted values.
Note on K218: gepadmin: 1. If you choose "Full Conversion" then Column BA (AMOUNT) and Column BB (TAXES) BOTH values will be convert based on selected Currency in (Column L). 2. If you choose "Partial Conversion" then Column BA (AMOUNT) only will be converted based on selected currency (Column L) and Column BB (TAXES) value (INR) will be added to the converted values.
Note on K219: gepadmin: 1. If you choose "Full Conversion" then Column BA (AMOUNT) and Column BB (TAXES) BOTH values will be convert based on selected Currency in (Column L). 2. If you choose "Partial Conversion" then Column BA (AMOUNT) only will be converted based on selected currency (Column L) and Column BB (TAXES) value (INR) will be added to the converted values.
Note on K220: gepadmin: 1. If you choose "Full Conversion" then Column BA (AMOUNT) and Column BB (TAXES) BOTH values will be convert based on selected Currency in (Column L). 2. If you choose "Partial Conversion" then Column BA (AMOUNT) only will be converted based on selected currency (Column L) and Column BB (TAXES) value (INR) will be added to the converted values.
Note on K221: gepadmin: 1. If you choose "Full Conversion" then Column BA (AMOUNT) and Column BB (TAXES) BOTH values will be convert based on selected Currency in (Column L). 2. If you choose "Partial Conversion" then Column BA (AMOUNT) only will be converted based on selected currency (Column L) and Column BB (TAXES) value (INR) will be added to the converted values.
Note on K222: gepadmin: 1. If you choose "Full Conversion" then Column BA (AMOUNT) and Column BB (TAXES) BOTH values will be convert based on selected Currency in (Column L). 2. If you choose "Partial Conversion" then Column BA (AMOUNT) only will be converted based on selected currency (Column L) and Column BB (TAXES) value (INR) will be added to the converted values.
Note on K223: gepadmin: 1. If you choose "Full Conversion" then Column BA (AMOUNT) and Column BB (TAXES) BOTH values will be convert based on selected Currency in (Column L). 2. If you choose "Partial Conversion" then Column BA (AMOUNT) only will be converted based on selected currency (Column L) and Column BB (TAXES) value (INR) will be added to the converted values.
Note on K224: gepadmin: 1. If you choose "Full Conversion" then Column BA (AMOUNT) and Column BB (TAXES) BOTH values will be convert based on selected Currency in (Column L). 2. If you choose "Partial Conversion" then Column BA (AMOUNT) only will be converted based on selected currency (Column L) and Column BB (TAXES) value (INR) will be added to the converted values.
Note on K225: gepadmin: 1. If you choose "Full Conversion" then Column BA (AMOUNT) and Column BB (TAXES) BOTH values will be convert based on selected Currency in (Column L). 2. If you choose "Partial Conversion" then Column BA (AMOUNT) only will be converted based on selected currency (Column L) and Column BB (TAXES) value (INR) will be added to the converted values.
Note on K226: gepadmin: 1. If you choose "Full Conversion" then Column BA (AMOUNT) and Column BB (TAXES) BOTH values will be convert based on selected Currency in (Column L). 2. If you choose "Partial Conversion" then Column BA (AMOUNT) only will be converted based on selected currency (Column L) and Column BB (TAXES) value (INR) will be added to the converted values.
Note on K227: gepadmin: 1. If you choose "Full Conversion" then Column BA (AMOUNT) and Column BB (TAXES) BOTH values will be convert based on selected Currency in (Column L). 2. If you choose "Partial Conversion" then Column BA (AMOUNT) only will be converted based on selected currency (Column L) and Column BB (TAXES) value (INR) will be added to the converted values.
Note on K228: gepadmin: 1. If you choose "Full Conversion" then Column BA (AMOUNT) and Column BB (TAXES) BOTH values will be convert based on selected Currency in (Column L). 2. If you choose "Partial Conversion" then Column BA (AMOUNT) only will be converted based on selected currency (Column L) and Column BB (TAXES) value (INR) will be added to the converted values.
Note on K229: gepadmin: 1. If you choose "Full Conversion" then Column BA (AMOUNT) and Column BB (TAXES) BOTH values will be convert based on selected Currency in (Column L). 2. If you choose "Partial Conversion" then Column BA (AMOUNT) only will be converted based on selected currency (Column L) and Column BB (TAXES) value (INR) will be added to the converted values.
Note on K230: gepadmin: 1. If you choose "Full Conversion" then Column BA (AMOUNT) and Column BB (TAXES) BOTH values will be convert based on selected Currency in (Column L). 2. If you choose "Partial Conversion" then Column BA (AMOUNT) only will be converted based on selected currency (Column L) and Column BB (TAXES) value (INR) will be added to the converted values.
Note on K231: gepadmin: 1. If you choose "Full Conversion" then Column BA (AMOUNT) and Column BB (TAXES) BOTH values will be convert based on selected Currency in (Column L). 2. If you choose "Partial Conversion" then Column BA (AMOUNT) only will be converted based on selected currency (Column L) and Column BB (TAXES) value (INR) will be added to the converted values.
Note on K232: gepadmin: 1. If you choose "Full Conversion" then Column BA (AMOUNT) and Column BB (TAXES) BOTH values will be convert based on selected Currency in (Column L). 2. If you choose "Partial Conversion" then Column BA (AMOUNT) only will be converted based on selected currency (Column L) and Column BB (TAXES) value (INR) will be added to the converted values.
Note on K233: gepadmin: 1. If you choose "Full Conversion" then Column BA (AMOUNT) and Column BB (TAXES) BOTH values will be convert based on selected Currency in (Column L). 2. If you choose "Partial Conversion" then Column BA (AMOUNT) only will be converted based on selected currency (Column L) and Column BB (TAXES) value (INR) will be added to the converted values.
Note on K234: gepadmin: 1. If you choose "Full Conversion" then Column BA (AMOUNT) and Column BB (TAXES) BOTH values will be convert based on selected Currency in (Column L). 2. If you choose "Partial Conversion" then Column BA (AMOUNT) only will be converted based on selected currency (Column L) and Column BB (TAXES) value (INR) will be added to the converted values.
Note on K235: gepadmin: 1. If you choose "Full Conversion" then Column BA (AMOUNT) and Column BB (TAXES) BOTH values will be convert based on selected Currency in (Column L). 2. If you choose "Partial Conversion" then Column BA (AMOUNT) only will be converted based on selected currency (Column L) and Column BB (TAXES) value (INR) will be added to the converted values.
Note on K236: gepadmin: 1. If you choose "Full Conversion" then Column BA (AMOUNT) and Column BB (TAXES) BOTH values will be convert based on selected Currency in (Column L). 2. If you choose "Partial Conversion" then Column BA (AMOUNT) only will be converted based on selected currency (Column L) and Column BB (TAXES) value (INR) will be added to the converted values.
Note on K237: gepadmin: 1. If you choose "Full Conversion" then Column BA (AMOUNT) and Column BB (TAXES) BOTH values will be convert based on selected Currency in (Column L). 2. If you choose "Partial Conversion" then Column BA (AMOUNT) only will be converted based on selected currency (Column L) and Column BB (TAXES) value (INR) will be added to the converted values.
Note on K238: gepadmin: 1. If you choose "Full Conversion" then Column BA (AMOUNT) and Column BB (TAXES) BOTH values will be convert based on selected Currency in (Column L). 2. If you choose "Partial Conversion" then Column BA (AMOUNT) only will be converted based on selected currency (Column L) and Column BB (TAXES) value (INR) will be added to the converted values.
Note on K239: gepadmin: 1. If you choose "Full Conversion" then Column BA (AMOUNT) and Column BB (TAXES) BOTH values will be convert based on selected Currency in (Column L). 2. If you choose "Partial Conversion" then Column BA (AMOUNT) only will be converted based on selected currency (Column L) and Column BB (TAXES) value (INR) will be added to the converted values.
Note on K240: gepadmin: 1. If you choose "Full Conversion" then Column BA (AMOUNT) and Column BB (TAXES) BOTH values will be convert based on selected Currency in (Column L). 2. If you choose "Partial Conversion" then Column BA (AMOUNT) only will be converted based on selected currency (Column L) and Column BB (TAXES) value (INR) will be added to the converted values.
Note on K241: gepadmin: 1. If you choose "Full Conversion" then Column BA (AMOUNT) and Column BB (TAXES) BOTH values will be convert based on selected Currency in (Column L). 2. If you choose "Partial Conversion" then Column BA (AMOUNT) only will be converted based on selected currency (Column L) and Column BB (TAXES) value (INR) will be added to the converted values.
Note on K242: gepadmin: 1. If you choose "Full Conversion" then Column BA (AMOUNT) and Column BB (TAXES) BOTH values will be convert based on selected Currency in (Column L). 2. If you choose "Partial Conversion" then Column BA (AMOUNT) only will be converted based on selected currency (Column L) and Column BB (TAXES) value (INR) will be added to the converted values.
Note on K243: gepadmin: 1. If you choose "Full Conversion" then Column BA (AMOUNT) and Column BB (TAXES) BOTH values will be convert based on selected Currency in (Column L). 2. If you choose "Partial Conversion" then Column BA (AMOUNT) only will be converted based on selected currency (Column L) and Column BB (TAXES) value (INR) will be added to the converted values.
Note on K244: gepadmin: 1. If you choose "Full Conversion" then Column BA (AMOUNT) and Column BB (TAXES) BOTH values will be convert based on selected Currency in (Column L). 2. If you choose "Partial Conversion" then Column BA (AMOUNT) only will be converted based on selected currency (Column L) and Column BB (TAXES) value (INR) will be added to the converted values.
Note on K245: gepadmin: 1. If you choose "Full Conversion" then Column BA (AMOUNT) and Column BB (TAXES) BOTH values will be convert based on selected Currency in (Column L). 2. If you choose "Partial Conversion" then Column BA (AMOUNT) only will be converted based on selected currency (Column L) and Column BB (TAXES) value (INR) will be added to the converted values.
Note on K246: gepadmin: 1. If you choose "Full Conversion" then Column BA (AMOUNT) and Column BB (TAXES) BOTH values will be convert based on selected Currency in (Column L). 2. If you choose "Partial Conversion" then Column BA (AMOUNT) only will be converted based on selected currency (Column L) and Column BB (TAXES) value (INR) will be added to the converted values.
Note on K247: gepadmin: 1. If you choose "Full Conversion" then Column BA (AMOUNT) and Column BB (TAXES) BOTH values will be convert based on selected Currency in (Column L). 2. If you choose "Partial Conversion" then Column BA (AMOUNT) only will be converted based on selected currency (Column L) and Column BB (TAXES) value (INR) will be added to the converted values.
Note on K248: gepadmin: 1. If you choose "Full Conversion" then Column BA (AMOUNT) and Column BB (TAXES) BOTH values will be convert based on selected Currency in (Column L). 2. If you choose "Partial Conversion" then Column BA (AMOUNT) only will be converted based on selected currency (Column L) and Column BB (TAXES) value (INR) will be added to the converted values.
Note on K249: gepadmin: 1. If you choose "Full Conversion" then Column BA (AMOUNT) and Column BB (TAXES) BOTH values will be convert based on selected Currency in (Column L). 2. If you choose "Partial Conversion" then Column BA (AMOUNT) only will be converted based on selected currency (Column L) and Column BB (TAXES) value (INR) will be added to the converted values.
Note on K250: gepadmin: 1. If you choose "Full Conversion" then Column BA (AMOUNT) and Column BB (TAXES) BOTH values will be convert based on selected Currency in (Column L). 2. If you choose "Partial Conversion" then Column BA (AMOUNT) only will be converted based on selected currency (Column L) and Column BB (TAXES) value (INR) will be added to the converted values.
Note on K251: gepadmin: 1. If you choose "Full Conversion" then Column BA (AMOUNT) and Column BB (TAXES) BOTH values will be convert based on selected Currency in (Column L). 2. If you choose "Partial Conversion" then Column BA (AMOUNT) only will be converted based on selected currency (Column L) and Column BB (TAXES) value (INR) will be added to the converted values.
Note on K252: gepadmin: 1. If you choose "Full Conversion" then Column BA (AMOUNT) and Column BB (TAXES) BOTH values will be convert based on selected Currency in (Column L). 2. If you choose "Partial Conversion" then Column BA (AMOUNT) only will be converted based on selected currency (Column L) and Column BB (TAXES) value (INR) will be added to the converted values.
Note on K253: gepadmin: 1. If you choose "Full Conversion" then Column BA (AMOUNT) and Column BB (TAXES) BOTH values will be convert based on selected Currency in (Column L). 2. If you choose "Partial Conversion" then Column BA (AMOUNT) only will be converted based on selected currency (Column L) and Column BB (TAXES) value (INR) will be added to the converted values.
Note on K254: gepadmin: 1. If you choose "Full Conversion" then Column BA (AMOUNT) and Column BB (TAXES) BOTH values will be convert based on selected Currency in (Column L). 2. If you choose "Partial Conversion" then Column BA (AMOUNT) only will be converted based on selected currency (Column L) and Column BB (TAXES) value (INR) will be added to the converted values.
Note on K255: gepadmin: 1. If you choose "Full Conversion" then Column BA (AMOUNT) and Column BB (TAXES) BOTH values will be convert based on selected Currency in (Column L). 2. If you choose "Partial Conversion" then Column BA (AMOUNT) only will be converted based on selected currency (Column L) and Column BB (TAXES) value (INR) will be added to the converted values.
Note on K256: gepadmin: 1. If you choose "Full Conversion" then Column BA (AMOUNT) and Column BB (TAXES) BOTH values will be convert based on selected Currency in (Column L). 2. If you choose "Partial Conversion" then Column BA (AMOUNT) only will be converted based on selected currency (Column L) and Column BB (TAXES) value (INR) will be added to the converted values.
Note on K257: gepadmin: 1. If you choose "Full Conversion" then Column BA (AMOUNT) and Column BB (TAXES) BOTH values will be convert based on selected Currency in (Column L). 2. If you choose "Partial Conversion" then Column BA (AMOUNT) only will be converted based on selected currency (Column L) and Column BB (TAXES) value (INR) will be added to the converted values.
Note on K258: gepadmin: 1. If you choose "Full Conversion" then Column BA (AMOUNT) and Column BB (TAXES) BOTH values will be convert based on selected Currency in (Column L). 2. If you choose "Partial Conversion" then Column BA (AMOUNT) only will be converted based on selected currency (Column L) and Column BB (TAXES) value (INR) will be added to the converted values.
Note on K259: gepadmin: 1. If you choose "Full Conversion" then Column BA (AMOUNT) and Column BB (TAXES) BOTH values will be convert based on selected Currency in (Column L). 2. If you choose "Partial Conversion" then Column BA (AMOUNT) only will be converted based on selected currency (Column L) and Column BB (TAXES) value (INR) will be added to the converted values.
Note on K260: gepadmin: 1. If you choose "Full Conversion" then Column BA (AMOUNT) and Column BB (TAXES) BOTH values will be convert based on selected Currency in (Column L). 2. If you choose "Partial Conversion" then Column BA (AMOUNT) only will be converted based on selected currency (Column L) and Column BB (TAXES) value (INR) will be added to the converted values.
Note on K261: gepadmin: 1. If you choose "Full Conversion" then Column BA (AMOUNT) and Column BB (TAXES) BOTH values will be convert based on selected Currency in (Column L). 2. If you choose "Partial Conversion" then Column BA (AMOUNT) only will be converted based on selected currency (Column L) and Column BB (TAXES) value (INR) will be added to the converted values.
Note on K262: gepadmin: 1. If you choose "Full Conversion" then Column BA (AMOUNT) and Column BB (TAXES) BOTH values will be convert based on selected Currency in (Column L). 2. If you choose "Partial Conversion" then Column BA (AMOUNT) only will be converted based on selected currency (Column L) and Column BB (TAXES) value (INR) will be added to the converted values.
Note on K263: gepadmin: 1. If you choose "Full Conversion" then Column BA (AMOUNT) and Column BB (TAXES) BOTH values will be convert based on selected Currency in (Column L). 2. If you choose "Partial Conversion" then Column BA (AMOUNT) only will be converted based on selected currency (Column L) and Column BB (TAXES) value (INR) will be added to the converted values.
Note on K264: gepadmin: 1. If you choose "Full Conversion" then Column BA (AMOUNT) and Column BB (TAXES) BOTH values will be convert based on selected Currency in (Column L). 2. If you choose "Partial Conversion" then Column BA (AMOUNT) only will be converted based on selected currency (Column L) and Column BB (TAXES) value (INR) will be added to the converted values.
Note on K265: gepadmin: 1. If you choose "Full Conversion" then Column BA (AMOUNT) and Column BB (TAXES) BOTH values will be convert based on selected Currency in (Column L). 2. If you choose "Partial Conversion" then Column BA (AMOUNT) only will be converted based on selected currency (Column L) and Column BB (TAXES) value (INR) will be added to the converted values.
Note on K266: gepadmin: 1. If you choose "Full Conversion" then Column BA (AMOUNT) and Column BB (TAXES) BOTH values will be convert based on selected Currency in (Column L). 2. If you choose "Partial Conversion" then Column BA (AMOUNT) only will be converted based on selected currency (Column L) and Column BB (TAXES) value (INR) will be added to the converted values.
Note on K267: gepadmin: 1. If you choose "Full Conversion" then Column BA (AMOUNT) and Column BB (TAXES) BOTH values will be convert based on selected Currency in (Column L). 2. If you choose "Partial Conversion" then Column BA (AMOUNT) only will be converted based on selected currency (Column L) and Column BB (TAXES) value (INR) will be added to the converted values.
Note on K268: gepadmin: 1. If you choose "Full Conversion" then Column BA (AMOUNT) and Column BB (TAXES) BOTH values will be convert based on selected Currency in (Column L). 2. If you choose "Partial Conversion" then Column BA (AMOUNT) only will be converted based on selected currency (Column L) and Column BB (TAXES) value (INR) will be added to the converted values.
Note on K269: gepadmin: 1. If you choose "Full Conversion" then Column BA (AMOUNT) and Column BB (TAXES) BOTH values will be convert based on selected Currency in (Column L). 2. If you choose "Partial Conversion" then Column BA (AMOUNT) only will be converted based on selected currency (Column L) and Column BB (TAXES) value (INR) will be added to the converted values.
Note on K270: gepadmin: 1. If you choose "Full Conversion" then Column BA (AMOUNT) and Column BB (TAXES) BOTH values will be convert based on selected Currency in (Column L). 2. If you choose "Partial Conversion" then Column BA (AMOUNT) only will be converted based on selected currency (Column L) and Column BB (TAXES) value (INR) will be added to the converted values.
Note on K271: gepadmin: 1. If you choose "Full Conversion" then Column BA (AMOUNT) and Column BB (TAXES) BOTH values will be convert based on selected Currency in (Column L). 2. If you choose "Partial Conversion" then Column BA (AMOUNT) only will be converted based on selected currency (Column L) and Column BB (TAXES) value (INR) will be added to the converted values.
Note on K272: gepadmin: 1. If you choose "Full Conversion" then Column BA (AMOUNT) and Column BB (TAXES) BOTH values will be convert based on selected Currency in (Column L). 2. If you choose "Partial Conversion" then Column BA (AMOUNT) only will be converted based on selected currency (Column L) and Column BB (TAXES) value (INR) will be added to the converted values.
Note on K273: gepadmin: 1. If you choose "Full Conversion" then Column BA (AMOUNT) and Column BB (TAXES) BOTH values will be convert based on selected Currency in (Column L). 2. If you choose "Partial Conversion" then Column BA (AMOUNT) only will be converted based on selected currency (Column L) and Column BB (TAXES) value (INR) will be added to the converted values.
Note on K274: gepadmin: 1. If you choose "Full Conversion" then Column BA (AMOUNT) and Column BB (TAXES) BOTH values will be convert based on selected Currency in (Column L). 2. If you choose "Partial Conversion" then Column BA (AMOUNT) only will be converted based on selected currency (Column L) and Column BB (TAXES) value (INR) will be added to the converted values.
Note on K275: gepadmin: 1. If you choose "Full Conversion" then Column BA (AMOUNT) and Column BB (TAXES) BOTH values will be convert based on selected Currency in (Column L). 2. If you choose "Partial Conversion" then Column BA (AMOUNT) only will be converted based on selected currency (Column L) and Column BB (TAXES) value (INR) will be added to the converted values.
Note on K276: gepadmin: 1. If you choose "Full Conversion" then Column BA (AMOUNT) and Column BB (TAXES) BOTH values will be convert based on selected Currency in (Column L). 2. If you choose "Partial Conversion" then Column BA (AMOUNT) only will be converted based on selected currency (Column L) and Column BB (TAXES) value (INR) will be added to the converted values.
Note on K277: gepadmin: 1. If you choose "Full Conversion" then Column BA (AMOUNT) and Column BB (TAXES) BOTH values will be convert based on selected Currency in (Column L). 2. If you choose "Partial Conversion" then Column BA (AMOUNT) only will be converted based on selected currency (Column L) and Column BB (TAXES) value (INR) will be added to the converted values.
Note on K278: gepadmin: 1. If you choose "Full Conversion" then Column BA (AMOUNT) and Column BB (TAXES) BOTH values will be convert based on selected Currency in (Column L). 2. If you choose "Partial Conversion" then Column BA (AMOUNT) only will be converted based on selected currency (Column L) and Column BB (TAXES) value (INR) will be added to the converted values.
Note on K279: gepadmin: 1. If you choose "Full Conversion" then Column BA (AMOUNT) and Column BB (TAXES) BOTH values will be convert based on selected Currency in (Column L). 2. If you choose "Partial Conversion" then Column BA (AMOUNT) only will be converted based on selected currency (Column L) and Column BB (TAXES) value (INR) will be added to the converted values.
Note on K280: gepadmin: 1. If you choose "Full Conversion" then Column BA (AMOUNT) and Column BB (TAXES) BOTH values will be convert based on selected Currency in (Column L). 2. If you choose "Partial Conversion" then Column BA (AMOUNT) only will be converted based on selected currency (Column L) and Column BB (TAXES) value (INR) will be added to the converted values.
Note on K281: gepadmin: 1. If you choose "Full Conversion" then Column BA (AMOUNT) and Column BB (TAXES) BOTH values will be convert based on selected Currency in (Column L). 2. If you choose "Partial Conversion" then Column BA (AMOUNT) only will be converted based on selected currency (Column L) and Column BB (TAXES) value (INR) will be added to the converted values.
Note on K282: gepadmin: 1. If you choose "Full Conversion" then Column BA (AMOUNT) and Column BB (TAXES) BOTH values will be convert based on selected Currency in (Column L). 2. If you choose "Partial Conversion" then Column BA (AMOUNT) only will be converted based on selected currency (Column L) and Column BB (TAXES) value (INR) will be added to the converted values.
Note on K283: gepadmin: 1. If you choose "Full Conversion" then Column BA (AMOUNT) and Column BB (TAXES) BOTH values will be convert based on selected Currency in (Column L). 2. If you choose "Partial Conversion" then Column BA (AMOUNT) only will be converted based on selected currency (Column L) and Column BB (TAXES) value (INR) will be added to the converted values.
Note on K284: gepadmin: 1. If you choose "Full Conversion" then Column BA (AMOUNT) and Column BB (TAXES) BOTH values will be convert based on selected Currency in (Column L). 2. If you choose "Partial Conversion" then Column BA (AMOUNT) only will be converted based on selected currency (Column L) and Column BB (TAXES) value (INR) will be added to the converted values.
Note on K285: gepadmin: 1. If you choose "Full Conversion" then Column BA (AMOUNT) and Column BB (TAXES) BOTH values will be convert based on selected Currency in (Column L). 2. If you choose "Partial Conversion" then Column BA (AMOUNT) only will be converted based on selected currency (Column L) and Column BB (TAXES) value (INR) will be added to the converted values.
Note on K286: gepadmin: 1. If you choose "Full Conversion" then Column BA (AMOUNT) and Column BB (TAXES) BOTH values will be convert based on selected Currency in (Column L). 2. If you choose "Partial Conversion" then Column BA (AMOUNT) only will be converted based on selected currency (Column L) and Column BB (TAXES) value (INR) will be added to the converted values.
Note on K287: gepadmin: 1. If you choose "Full Conversion" then Column BA (AMOUNT) and Column BB (TAXES) BOTH values will be convert based on selected Currency in (Column L). 2. If you choose "Partial Conversion" then Column BA (AMOUNT) only will be converted based on selected currency (Column L) and Column BB (TAXES) value (INR) will be added to the converted values.
Note on K288: gepadmin: 1. If you choose "Full Conversion" then Column BA (AMOUNT) and Column BB (TAXES) BOTH values will be convert based on selected Currency in (Column L). 2. If you choose "Partial Conversion" then Column BA (AMOUNT) only will be converted based on selected currency (Column L) and Column BB (TAXES) value (INR) will be added to the converted values.
Note on K289: gepadmin: 1. If you choose "Full Conversion" then Column BA (AMOUNT) and Column BB (TAXES) BOTH values will be convert based on selected Currency in (Column L). 2. If you choose "Partial Conversion" then Column BA (AMOUNT) only will be converted based on selected currency (Column L) and Column BB (TAXES) value (INR) will be added to the converted values.
Note on K290: gepadmin: 1. If you choose "Full Conversion" then Column BA (AMOUNT) and Column BB (TAXES) BOTH values will be convert based on selected Currency in (Column L). 2. If you choose "Partial Conversion" then Column BA (AMOUNT) only will be converted based on selected currency (Column L) and Column BB (TAXES) value (INR) will be added to the converted values.
Note on K291: gepadmin: 1. If you choose "Full Conversion" then Column BA (AMOUNT) and Column BB (TAXES) BOTH values will be convert based on selected Currency in (Column L). 2. If you choose "Partial Conversion" then Column BA (AMOUNT) only will be converted based on selected currency (Column L) and Column BB (TAXES) value (INR) will be added to the converted values.
Note on K292: gepadmin: 1. If you choose "Full Conversion" then Column BA (AMOUNT) and Column BB (TAXES) BOTH values will be convert based on selected Currency in (Column L). 2. If you choose "Partial Conversion" then Column BA (AMOUNT) only will be converted based on selected currency (Column L) and Column BB (TAXES) value (INR) will be added to the converted values.
Note on K293: gepadmin: 1. If you choose "Full Conversion" then Column BA (AMOUNT) and Column BB (TAXES) BOTH values will be convert based on selected Currency in (Column L). 2. If you choose "Partial Conversion" then Column BA (AMOUNT) only will be converted based on selected currency (Column L) and Column BB (TAXES) value (INR) will be added to the converted values.
Note on K294: gepadmin: 1. If you choose "Full Conversion" then Column BA (AMOUNT) and Column BB (TAXES) BOTH values will be convert based on selected Currency in (Column L). 2. If you choose "Partial Conversion" then Column BA (AMOUNT) only will be converted based on selected currency (Column L) and Column BB (TAXES) value (INR) will be added to the converted values.
Note on K295: gepadmin: 1. If you choose "Full Conversion" then Column BA (AMOUNT) and Column BB (TAXES) BOTH values will be convert based on selected Currency in (Column L). 2. If you choose "Partial Conversion" then Column BA (AMOUNT) only will be converted based on selected currency (Column L) and Column BB (TAXES) value (INR) will be added to the converted values.
Note on K296: gepadmin: 1. If you choose "Full Conversion" then Column BA (AMOUNT) and Column BB (TAXES) BOTH values will be convert based on selected Currency in (Column L). 2. If you choose "Partial Conversion" then Column BA (AMOUNT) only will be converted based on selected currency (Column L) and Column BB (TAXES) value (INR) will be added to the converted values.
Note on K297: gepadmin: 1. If you choose "Full Conversion" then Column BA (AMOUNT) and Column BB (TAXES) BOTH values will be convert based on selected Currency in (Column L). 2. If you choose "Partial Conversion" then Column BA (AMOUNT) only will be converted based on selected currency (Column L) and Column BB (TAXES) value (INR) will be added to the converted values.
Note on K298: gepadmin: 1. If you choose "Full Conversion" then Column BA (AMOUNT) and Column BB (TAXES) BOTH values will be convert based on selected Currency in (Column L). 2. If you choose "Partial Conversion" then Column BA (AMOUNT) only will be converted based on selected currency (Column L) and Column BB (TAXES) value (INR) will be added to the converted values.
Note on K299: gepadmin: 1. If you choose "Full Conversion" then Column BA (AMOUNT) and Column BB (TAXES) BOTH values will be convert based on selected Currency in (Column L). 2. If you choose "Partial Conversion" then Column BA (AMOUNT) only will be converted based on selected currency (Column L) and Column BB (TAXES) value (INR) will be added to the converted values.
Note on K300: gepadmin: 1. If you choose "Full Conversion" then Column BA (AMOUNT) and Column BB (TAXES) BOTH values will be convert based on selected Currency in (Column L). 2. If you choose "Partial Conversion" then Column BA (AMOUNT) only will be converted based on selected currency (Column L) and Column BB (TAXES) value (INR) will be added to the converted values.
Note on K301: gepadmin: 1. If you choose "Full Conversion" then Column BA (AMOUNT) and Column BB (TAXES) BOTH values will be convert based on selected Currency in (Column L). 2. If you choose "Partial Conversion" then Column BA (AMOUNT) only will be converted based on selected currency (Column L) and Column BB (TAXES) value (INR) will be added to the converted values.
Note on K302: gepadmin: 1. If you choose "Full Conversion" then Column BA (AMOUNT) and Column BB (TAXES) BOTH values will be convert based on selected Currency in (Column L). 2. If you choose "Partial Conversion" then Column BA (AMOUNT) only will be converted based on selected currency (Column L) and Column BB (TAXES) value (INR) will be added to the converted values.
Note on K303: gepadmin: 1. If you choose "Full Conversion" then Column BA (AMOUNT) and Column BB (TAXES) BOTH values will be convert based on selected Currency in (Column L). 2. If you choose "Partial Conversion" then Column BA (AMOUNT) only will be converted based on selected currency (Column L) and Column BB (TAXES) value (INR) will be added to the converted values.
Note on K304: gepadmin: 1. If you choose "Full Conversion" then Column BA (AMOUNT) and Column BB (TAXES) BOTH values will be convert based on selected Currency in (Column L). 2. If you choose "Partial Conversion" then Column BA (AMOUNT) only will be converted based on selected currency (Column L) and Column BB (TAXES) value (INR) will be added to the converted values.
Note on K305: gepadmin: 1. If you choose "Full Conversion" then Column BA (AMOUNT) and Column BB (TAXES) BOTH values will be convert based on selected Currency in (Column L). 2. If you choose "Partial Conversion" then Column BA (AMOUNT) only will be converted based on selected currency (Column L) and Column BB (TAXES) value (INR) will be added to the converted values.
Note on K306: gepadmin: 1. If you choose "Full Conversion" then Column BA (AMOUNT) and Column BB (TAXES) BOTH values will be convert based on selected Currency in (Column L). 2. If you choose "Partial Conversion" then Column BA (AMOUNT) only will be converted based on selected currency (Column L) and Column BB (TAXES) value (INR) will be added to the converted values.
Note on K307: gepadmin: 1. If you choose "Full Conversion" then Column BA (AMOUNT) and Column BB (TAXES) BOTH values will be convert based on selected Currency in (Column L). 2. If you choose "Partial Conversion" then Column BA (AMOUNT) only will be converted based on selected currency (Column L) and Column BB (TAXES) value (INR) will be added to the converted values.
Note on K308: gepadmin: 1. If you choose "Full Conversion" then Column BA (AMOUNT) and Column BB (TAXES) BOTH values will be convert based on selected Currency in (Column L). 2. If you choose "Partial Conversion" then Column BA (AMOUNT) only will be converted based on selected currency (Column L) and Column BB (TAXES) value (INR) will be added to the converted values.
Note on K309: gepadmin: 1. If you choose "Full Conversion" then Column BA (AMOUNT) and Column BB (TAXES) BOTH values will be convert based on selected Currency in (Column L). 2. If you choose "Partial Conversion" then Column BA (AMOUNT) only will be converted based on selected currency (Column L) and Column BB (TAXES) value (INR) will be added to the converted values.
Note on K310: gepadmin: 1. If you choose "Full Conversion" then Column BA (AMOUNT) and Column BB (TAXES) BOTH values will be convert based on selected Currency in (Column L). 2. If you choose "Partial Conversion" then Column BA (AMOUNT) only will be converted based on selected currency (Column L) and Column BB (TAXES) value (INR) will be added to the converted values.
Note on K311: gepadmin: 1. If you choose "Full Conversion" then Column BA (AMOUNT) and Column BB (TAXES) BOTH values will be convert based on selected Currency in (Column L). 2. If you choose "Partial Conversion" then Column BA (AMOUNT) only will be converted based on selected currency (Column L) and Column BB (TAXES) value (INR) will be added to the converted values.
Note on K312: gepadmin: 1. If you choose "Full Conversion" then Column BA (AMOUNT) and Column BB (TAXES) BOTH values will be convert based on selected Currency in (Column L). 2. If you choose "Partial Conversion" then Column BA (AMOUNT) only will be converted based on selected currency (Column L) and Column BB (TAXES) value (INR) will be added to the converted values.
Note on K313: gepadmin: 1. If you choose "Full Conversion" then Column BA (AMOUNT) and Column BB (TAXES) BOTH values will be convert based on selected Currency in (Column L). 2. If you choose "Partial Conversion" then Column BA (AMOUNT) only will be converted based on selected currency (Column L) and Column BB (TAXES) value (INR) will be added to the converted values.
Note on K314: gepadmin: 1. If you choose "Full Conversion" then Column BA (AMOUNT) and Column BB (TAXES) BOTH values will be convert based on selected Currency in (Column L). 2. If you choose "Partial Conversion" then Column BA (AMOUNT) only will be converted based on selected currency (Column L) and Column BB (TAXES) value (INR) will be added to the converted values.
Note on K315: gepadmin: 1. If you choose "Full Conversion" then Column BA (AMOUNT) and Column BB (TAXES) BOTH values will be convert based on selected Currency in (Column L). 2. If you choose "Partial Conversion" then Column BA (AMOUNT) only will be converted based on selected currency (Column L) and Column BB (TAXES) value (INR) will be added to the converted values.
Note on K316: gepadmin: 1. If you choose "Full Conversion" then Column BA (AMOUNT) and Column BB (TAXES) BOTH values will be convert based on selected Currency in (Column L). 2. If you choose "Partial Conversion" then Column BA (AMOUNT) only will be converted based on selected currency (Column L) and Column BB (TAXES) value (INR) will be added to the converted values.
Note on K317: gepadmin: 1. If you choose "Full Conversion" then Column BA (AMOUNT) and Column BB (TAXES) BOTH values will be convert based on selected Currency in (Column L). 2. If you choose "Partial Conversion" then Column BA (AMOUNT) only will be converted based on selected currency (Column L) and Column BB (TAXES) value (INR) will be added to the converted values.
Note on K318: gepadmin: 1. If you choose "Full Conversion" then Column BA (AMOUNT) and Column BB (TAXES) BOTH values will be convert based on selected Currency in (Column L). 2. If you choose "Partial Conversion" then Column BA (AMOUNT) only will be converted based on selected currency (Column L) and Column BB (TAXES) value (INR) will be added to the converted values.
Note on K319: gepadmin: 1. If you choose "Full Conversion" then Column BA (AMOUNT) and Column BB (TAXES) BOTH values will be convert based on selected Currency in (Column L). 2. If you choose "Partial Conversion" then Column BA (AMOUNT) only will be converted based on selected currency (Column L) and Column BB (TAXES) value (INR) will be added to the converted values.
Note on K320: gepadmin: 1. If you choose "Full Conversion" then Column BA (AMOUNT) and Column BB (TAXES) BOTH values will be convert based on selected Currency in (Column L). 2. If you choose "Partial Conversion" then Column BA (AMOUNT) only will be converted based on selected currency (Column L) and Column BB (TAXES) value (INR) will be added to the converted values.
Note on K321: gepadmin: 1. If you choose "Full Conversion" then Column BA (AMOUNT) and Column BB (TAXES) BOTH values will be convert based on selected Currency in (Column L). 2. If you choose "Partial Conversion" then Column BA (AMOUNT) only will be converted based on selected currency (Column L) and Column BB (TAXES) value (INR) will be added to the converted values.
Note on K322: gepadmin: 1. If you choose "Full Conversion" then Column BA (AMOUNT) and Column BB (TAXES) BOTH values will be convert based on selected Currency in (Column L). 2. If you choose "Partial Conversion" then Column BA (AMOUNT) only will be converted based on selected currency (Column L) and Column BB (TAXES) value (INR) will be added to the converted values.
Note on K323: gepadmin: 1. If you choose "Full Conversion" then Column BA (AMOUNT) and Column BB (TAXES) BOTH values will be convert based on selected Currency in (Column L). 2. If you choose "Partial Conversion" then Column BA (AMOUNT) only will be converted based on selected currency (Column L) and Column BB (TAXES) value (INR) will be added to the converted values.
Note on K324: gepadmin: 1. If you choose "Full Conversion" then Column BA (AMOUNT) and Column BB (TAXES) BOTH values will be convert based on selected Currency in (Column L). 2. If you choose "Partial Conversion" then Column BA (AMOUNT) only will be converted based on selected currency (Column L) and Column BB (TAXES) value (INR) will be added to the converted values.
Note on K325: gepadmin: 1. If you choose "Full Conversion" then Column BA (AMOUNT) and Column BB (TAXES) BOTH values will be convert based on selected Currency in (Column L). 2. If you choose "Partial Conversion" then Column BA (AMOUNT) only will be converted based on selected currency (Column L) and Column BB (TAXES) value (INR) will be added to the converted values.
Note on K326: gepadmin: 1. If you choose "Full Conversion" then Column BA (AMOUNT) and Column BB (TAXES) BOTH values will be convert based on selected Currency in (Column L). 2. If you choose "Partial Conversion" then Column BA (AMOUNT) only will be converted based on selected currency (Column L) and Column BB (TAXES) value (INR) will be added to the converted values.
Note on K327: gepadmin: 1. If you choose "Full Conversion" then Column BA (AMOUNT) and Column BB (TAXES) BOTH values will be convert based on selected Currency in (Column L). 2. If you choose "Partial Conversion" then Column BA (AMOUNT) only will be converted based on selected currency (Column L) and Column BB (TAXES) value (INR) will be added to the converted values.
Note on K328: gepadmin: 1. If you choose "Full Conversion" then Column BA (AMOUNT) and Column BB (TAXES) BOTH values will be convert based on selected Currency in (Column L). 2. If you choose "Partial Conversion" then Column BA (AMOUNT) only will be converted based on selected currency (Column L) and Column BB (TAXES) value (INR) will be added to the converted values.
Note on K329: gepadmin: 1. If you choose "Full Conversion" then Column BA (AMOUNT) and Column BB (TAXES) BOTH values will be convert based on selected Currency in (Column L). 2. If you choose "Partial Conversion" then Column BA (AMOUNT) only will be converted based on selected currency (Column L) and Column BB (TAXES) value (INR) will be added to the converted values.
Note on K330: gepadmin: 1. If you choose "Full Conversion" then Column BA (AMOUNT) and Column BB (TAXES) BOTH values will be convert based on selected Currency in (Column L). 2. If you choose "Partial Conversion" then Column BA (AMOUNT) only will be converted based on selected currency (Column L) and Column BB (TAXES) value (INR) will be added to the converted values.
Note on K331: gepadmin: 1. If you choose "Full Conversion" then Column BA (AMOUNT) and Column BB (TAXES) BOTH values will be convert based on selected Currency in (Column L). 2. If you choose "Partial Conversion" then Column BA (AMOUNT) only will be converted based on selected currency (Column L) and Column BB (TAXES) value (INR) will be added to the converted values.
Note on K332: gepadmin: 1. If you choose "Full Conversion" then Column BA (AMOUNT) and Column BB (TAXES) BOTH values will be convert based on selected Currency in (Column L). 2. If you choose "Partial Conversion" then Column BA (AMOUNT) only will be converted based on selected currency (Column L) and Column BB (TAXES) value (INR) will be added to the converted values.
Note on K333: gepadmin: 1. If you choose "Full Conversion" then Column BA (AMOUNT) and Column BB (TAXES) BOTH values will be convert based on selected Currency in (Column L). 2. If you choose "Partial Conversion" then Column BA (AMOUNT) only will be converted based on selected currency (Column L) and Column BB (TAXES) value (INR) will be added to the converted values.
Note on K334: gepadmin: 1. If you choose "Full Conversion" then Column BA (AMOUNT) and Column BB (TAXES) BOTH values will be convert based on selected Currency in (Column L). 2. If you choose "Partial Conversion" then Column BA (AMOUNT) only will be converted based on selected currency (Column L) and Column BB (TAXES) value (INR) will be added to the converted values.
Note on K335: gepadmin: 1. If you choose "Full Conversion" then Column BA (AMOUNT) and Column BB (TAXES) BOTH values will be convert based on selected Currency in (Column L). 2. If you choose "Partial Conversion" then Column BA (AMOUNT) only will be converted based on selected currency (Column L) and Column BB (TAXES) value (INR) will be added to the converted values.
Note on K336: gepadmin: 1. If you choose "Full Conversion" then Column BA (AMOUNT) and Column BB (TAXES) BOTH values will be convert based on selected Currency in (Column L). 2. If you choose "Partial Conversion" then Column BA (AMOUNT) only will be converted based on selected currency (Column L) and Column BB (TAXES) value (INR) will be added to the converted values.
Note on K337: gepadmin: 1. If you choose "Full Conversion" then Column BA (AMOUNT) and Column BB (TAXES) BOTH values will be convert based on selected Currency in (Column L). 2. If you choose "Partial Conversion" then Column BA (AMOUNT) only will be converted based on selected currency (Column L) and Column BB (TAXES) value (INR) will be added to the converted values.
Note on K338: gepadmin: 1. If you choose "Full Conversion" then Column BA (AMOUNT) and Column BB (TAXES) BOTH values will be convert based on selected Currency in (Column L). 2. If you choose "Partial Conversion" then Column BA (AMOUNT) only will be converted based on selected currency (Column L) and Column BB (TAXES) value (INR) will be added to the converted values.
Note on K339: gepadmin: 1. If you choose "Full Conversion" then Column BA (AMOUNT) and Column BB (TAXES) BOTH values will be convert based on selected Currency in (Column L). 2. If you choose "Partial Conversion" then Column BA (AMOUNT) only will be converted based on selected currency (Column L) and Column BB (TAXES) value (INR) will be added to the converted values.
Note on K340: gepadmin: 1. If you choose "Full Conversion" then Column BA (AMOUNT) and Column BB (TAXES) BOTH values will be convert based on selected Currency in (Column L). 2. If you choose "Partial Conversion" then Column BA (AMOUNT) only will be converted based on selected currency (Column L) and Column BB (TAXES) value (INR) will be added to the converted values.
Note on K341: gepadmin: 1. If you choose "Full Conversion" then Column BA (AMOUNT) and Column BB (TAXES) BOTH values will be convert based on selected Currency in (Column L). 2. If you choose "Partial Conversion" then Column BA (AMOUNT) only will be converted based on selected currency (Column L) and Column BB (TAXES) value (INR) will be added to the converted values.
Note on K342: gepadmin: 1. If you choose "Full Conversion" then Column BA (AMOUNT) and Column BB (TAXES) BOTH values will be convert based on selected Currency in (Column L). 2. If you choose "Partial Conversion" then Column BA (AMOUNT) only will be converted based on selected currency (Column L) and Column BB (TAXES) value (INR) will be added to the converted values.
Note on K343: gepadmin: 1. If you choose "Full Conversion" then Column BA (AMOUNT) and Column BB (TAXES) BOTH values will be convert based on selected Currency in (Column L). 2. If you choose "Partial Conversion" then Column BA (AMOUNT) only will be converted based on selected currency (Column L) and Column BB (TAXES) value (INR) will be added to the converted values.
Note on K344: gepadmin: 1. If you choose "Full Conversion" then Column BA (AMOUNT) and Column BB (TAXES) BOTH values will be convert based on selected Currency in (Column L). 2. If you choose "Partial Conversion" then Column BA (AMOUNT) only will be converted based on selected currency (Column L) and Column BB (TAXES) value (INR) will be added to the converted values.
Note on K345: gepadmin: 1. If you choose "Full Conversion" then Column BA (AMOUNT) and Column BB (TAXES) BOTH values will be convert based on selected Currency in (Column L). 2. If you choose "Partial Conversion" then Column BA (AMOUNT) only will be converted based on selected currency (Column L) and Column BB (TAXES) value (INR) will be added to the converted values.
Note on K346: gepadmin: 1. If you choose "Full Conversion" then Column BA (AMOUNT) and Column BB (TAXES) BOTH values will be convert based on selected Currency in (Column L). 2. If you choose "Partial Conversion" then Column BA (AMOUNT) only will be converted based on selected currency (Column L) and Column BB (TAXES) value (INR) will be added to the converted values.
Note on K347: gepadmin: 1. If you choose "Full Conversion" then Column BA (AMOUNT) and Column BB (TAXES) BOTH values will be convert based on selected Currency in (Column L). 2. If you choose "Partial Conversion" then Column BA (AMOUNT) only will be converted based on selected currency (Column L) and Column BB (TAXES) value (INR) will be added to the converted values.
Note on K348: gepadmin: 1. If you choose "Full Conversion" then Column BA (AMOUNT) and Column BB (TAXES) BOTH values will be convert based on selected Currency in (Column L). 2. If you choose "Partial Conversion" then Column BA (AMOUNT) only will be converted based on selected currency (Column L) and Column BB (TAXES) value (INR) will be added to the converted values.
Note on K349: gepadmin: 1. If you choose "Full Conversion" then Column BA (AMOUNT) and Column BB (TAXES) BOTH values will be convert based on selected Currency in (Column L). 2. If you choose "Partial Conversion" then Column BA (AMOUNT) only will be converted based on selected currency (Column L) and Column BB (TAXES) value (INR) will be added to the converted values.
Note on K350: gepadmin: 1. If you choose "Full Conversion" then Column BA (AMOUNT) and Column BB (TAXES) BOTH values will be convert based on selected Currency in (Column L). 2. If you choose "Partial Conversion" then Column BA (AMOUNT) only will be converted based on selected currency (Column L) and Column BB (TAXES) value (INR) will be added to the converted values.
Note on K351: gepadmin: 1. If you choose "Full Conversion" then Column BA (AMOUNT) and Column BB (TAXES) BOTH values will be convert based on selected Currency in (Column L). 2. If you choose "Partial Conversion" then Column BA (AMOUNT) only will be converted based on selected currency (Column L) and Column BB (TAXES) value (INR) will be added to the converted values.
Note on K352: gepadmin: 1. If you choose "Full Conversion" then Column BA (AMOUNT) and Column BB (TAXES) BOTH values will be convert based on selected Currency in (Column L). 2. If you choose "Partial Conversion" then Column BA (AMOUNT) only will be converted based on selected currency (Column L) and Column BB (TAXES) value (INR) will be added to the converted values.
Note on K353: gepadmin: 1. If you choose "Full Conversion" then Column BA (AMOUNT) and Column BB (TAXES) BOTH values will be convert based on selected Currency in (Column L). 2. If you choose "Partial Conversion" then Column BA (AMOUNT) only will be converted based on selected currency (Column L) and Column BB (TAXES) value (INR) will be added to the converted values.
Note on K354: gepadmin: 1. If you choose "Full Conversion" then Column BA (AMOUNT) and Column BB (TAXES) BOTH values will be convert based on selected Currency in (Column L). 2. If you choose "Partial Conversion" then Column BA (AMOUNT) only will be converted based on selected currency (Column L) and Column BB (TAXES) value (INR) will be added to the converted values.
Note on K355: gepadmin: 1. If you choose "Full Conversion" then Column BA (AMOUNT) and Column BB (TAXES) BOTH values will be convert based on selected Currency in (Column L). 2. If you choose "Partial Conversion" then Column BA (AMOUNT) only will be converted based on selected currency (Column L) and Column BB (TAXES) value (INR) will be added to the converted values.
Note on K356: gepadmin: 1. If you choose "Full Conversion" then Column BA (AMOUNT) and Column BB (TAXES) BOTH values will be convert based on selected Currency in (Column L). 2. If you choose "Partial Conversion" then Column BA (AMOUNT) only will be converted based on selected currency (Column L) and Column BB (TAXES) value (INR) will be added to the converted values.
Note on K357: gepadmin: 1. If you choose "Full Conversion" then Column BA (AMOUNT) and Column BB (TAXES) BOTH values will be convert based on selected Currency in (Column L). 2. If you choose "Partial Conversion" then Column BA (AMOUNT) only will be converted based on selected currency (Column L) and Column BB (TAXES) value (INR) will be added to the converted values.
Note on K358: gepadmin: 1. If you choose "Full Conversion" then Column BA (AMOUNT) and Column BB (TAXES) BOTH values will be convert based on selected Currency in (Column L). 2. If you choose "Partial Conversion" then Column BA (AMOUNT) only will be converted based on selected currency (Column L) and Column BB (TAXES) value (INR) will be added to the converted values.
Note on K359: gepadmin: 1. If you choose "Full Conversion" then Column BA (AMOUNT) and Column BB (TAXES) BOTH values will be convert based on selected Currency in (Column L). 2. If you choose "Partial Conversion" then Column BA (AMOUNT) only will be converted based on selected currency (Column L) and Column BB (TAXES) value (INR) will be added to the converted values.
Note on K360: gepadmin: 1. If you choose "Full Conversion" then Column BA (AMOUNT) and Column BB (TAXES) BOTH values will be convert based on selected Currency in (Column L). 2. If you choose "Partial Conversion" then Column BA (AMOUNT) only will be converted based on selected currency (Column L) and Column BB (TAXES) value (INR) will be added to the converted values.
Note on K361: gepadmin: 1. If you choose "Full Conversion" then Column BA (AMOUNT) and Column BB (TAXES) BOTH values will be convert based on selected Currency in (Column L). 2. If you choose "Partial Conversion" then Column BA (AMOUNT) only will be converted based on selected currency (Column L) and Column BB (TAXES) value (INR) will be added to the converted values.
Note on K362: gepadmin: 1. If you choose "Full Conversion" then Column BA (AMOUNT) and Column BB (TAXES) BOTH values will be convert based on selected Currency in (Column L). 2. If you choose "Partial Conversion" then Column BA (AMOUNT) only will be converted based on selected currency (Column L) and Column BB (TAXES) value (INR) will be added to the converted values.
Note on K363: gepadmin: 1. If you choose "Full Conversion" then Column BA (AMOUNT) and Column BB (TAXES) BOTH values will be convert based on selected Currency in (Column L). 2. If you choose "Partial Conversion" then Column BA (AMOUNT) only will be converted based on selected currency (Column L) and Column BB (TAXES) value (INR) will be added to the converted values.
Note on K364: gepadmin: 1. If you choose "Full Conversion" then Column BA (AMOUNT) and Column BB (TAXES) BOTH values will be convert based on selected Currency in (Column L). 2. If you choose "Partial Conversion" then Column BA (AMOUNT) only will be converted based on selected currency (Column L) and Column BB (TAXES) value (INR) will be added to the converted values.
Note on K365: gepadmin: 1. If you choose "Full Conversion" then Column BA (AMOUNT) and Column BB (TAXES) BOTH values will be convert based on selected Currency in (Column L). 2. If you choose "Partial Conversion" then Column BA (AMOUNT) only will be converted based on selected currency (Column L) and Column BB (TAXES) value (INR) will be added to the converted values.
Note on K366: gepadmin: 1. If you choose "Full Conversion" then Column BA (AMOUNT) and Column BB (TAXES) BOTH values will be convert based on selected Currency in (Column L). 2. If you choose "Partial Conversion" then Column BA (AMOUNT) only will be converted based on selected currency (Column L) and Column BB (TAXES) value (INR) will be added to the converted values.
Note on K367: gepadmin: 1. If you choose "Full Conversion" then Column BA (AMOUNT) and Column BB (TAXES) BOTH values will be convert based on selected Currency in (Column L). 2. If you choose "Partial Conversion" then Column BA (AMOUNT) only will be converted based on selected currency (Column L) and Column BB (TAXES) value (INR) will be added to the converted values.
Note on K368: gepadmin: 1. If you choose "Full Conversion" then Column BA (AMOUNT) and Column BB (TAXES) BOTH values will be convert based on selected Currency in (Column L). 2. If you choose "Partial Conversion" then Column BA (AMOUNT) only will be converted based on selected currency (Column L) and Column BB (TAXES) value (INR) will be added to the converted values.
Note on K369: gepadmin: 1. If you choose "Full Conversion" then Column BA (AMOUNT) and Column BB (TAXES) BOTH values will be convert based on selected Currency in (Column L). 2. If you choose "Partial Conversion" then Column BA (AMOUNT) only will be converted based on selected currency (Column L) and Column BB (TAXES) value (INR) will be added to the converted values.
Note on K370: gepadmin: 1. If you choose "Full Conversion" then Column BA (AMOUNT) and Column BB (TAXES) BOTH values will be convert based on selected Currency in (Column L). 2. If you choose "Partial Conversion" then Column BA (AMOUNT) only will be converted based on selected currency (Column L) and Column BB (TAXES) value (INR) will be added to the converted values.
Note on K371: gepadmin: 1. If you choose "Full Conversion" then Column BA (AMOUNT) and Column BB (TAXES) BOTH values will be convert based on selected Currency in (Column L). 2. If you choose "Partial Conversion" then Column BA (AMOUNT) only will be converted based on selected currency (Column L) and Column BB (TAXES) value (INR) will be added to the converted values.
Note on K372: gepadmin: 1. If you choose "Full Conversion" then Column BA (AMOUNT) and Column BB (TAXES) BOTH values will be convert based on selected Currency in (Column L). 2. If you choose "Partial Conversion" then Column BA (AMOUNT) only will be converted based on selected currency (Column L) and Column BB (TAXES) value (INR) will be added to the converted values.
Note on K373: gepadmin: 1. If you choose "Full Conversion" then Column BA (AMOUNT) and Column BB (TAXES) BOTH values will be convert based on selected Currency in (Column L). 2. If you choose "Partial Conversion" then Column BA (AMOUNT) only will be converted based on selected currency (Column L) and Column BB (TAXES) value (INR) will be added to the converted values.
Note on K374: gepadmin: 1. If you choose "Full Conversion" then Column BA (AMOUNT) and Column BB (TAXES) BOTH values will be convert based on selected Currency in (Column L). 2. If you choose "Partial Conversion" then Column BA (AMOUNT) only will be converted based on selected currency (Column L) and Column BB (TAXES) value (INR) will be added to the converted values.
Note on K375: gepadmin: 1. If you choose "Full Conversion" then Column BA (AMOUNT) and Column BB (TAXES) BOTH values will be convert based on selected Currency in (Column L). 2. If you choose "Partial Conversion" then Column BA (AMOUNT) only will be converted based on selected currency (Column L) and Column BB (TAXES) value (INR) will be added to the converted values.
Note on K376: gepadmin: 1. If you choose "Full Conversion" then Column BA (AMOUNT) and Column BB (TAXES) BOTH values will be convert based on selected Currency in (Column L). 2. If you choose "Partial Conversion" then Column BA (AMOUNT) only will be converted based on selected currency (Column L) and Column BB (TAXES) value (INR) will be added to the converted values.
Note on K377: gepadmin: 1. If you choose "Full Conversion" then Column BA (AMOUNT) and Column BB (TAXES) BOTH values will be convert based on selected Currency in (Column L). 2. If you choose "Partial Conversion" then Column BA (AMOUNT) only will be converted based on selected currency (Column L) and Column BB (TAXES) value (INR) will be added to the converted values.
Note on K378: gepadmin: 1. If you choose "Full Conversion" then Column BA (AMOUNT) and Column BB (TAXES) BOTH values will be convert based on selected Currency in (Column L). 2. If you choose "Partial Conversion" then Column BA (AMOUNT) only will be converted based on selected currency (Column L) and Column BB (TAXES) value (INR) will be added to the converted values.
Note on K379: gepadmin: 1. If you choose "Full Conversion" then Column BA (AMOUNT) and Column BB (TAXES) BOTH values will be convert based on selected Currency in (Column L). 2. If you choose "Partial Conversion" then Column BA (AMOUNT) only will be converted based on selected currency (Column L) and Column BB (TAXES) value (INR) will be added to the converted values.
Note on K380: gepadmin: 1. If you choose "Full Conversion" then Column BA (AMOUNT) and Column BB (TAXES) BOTH values will be convert based on selected Currency in (Column L). 2. If you choose "Partial Conversion" then Column BA (AMOUNT) only will be converted based on selected currency (Column L) and Column BB (TAXES) value (INR) will be added to the converted values.
Note on K381: gepadmin: 1. If you choose "Full Conversion" then Column BA (AMOUNT) and Column BB (TAXES) BOTH values will be convert based on selected Currency in (Column L). 2. If you choose "Partial Conversion" then Column BA (AMOUNT) only will be converted based on selected currency (Column L) and Column BB (TAXES) value (INR) will be added to the converted values.
Note on K382: gepadmin: 1. If you choose "Full Conversion" then Column BA (AMOUNT) and Column BB (TAXES) BOTH values will be convert based on selected Currency in (Column L). 2. If you choose "Partial Conversion" then Column BA (AMOUNT) only will be converted based on selected currency (Column L) and Column BB (TAXES) value (INR) will be added to the converted values.
Note on K383: gepadmin: 1. If you choose "Full Conversion" then Column BA (AMOUNT) and Column BB (TAXES) BOTH values will be convert based on selected Currency in (Column L). 2. If you choose "Partial Conversion" then Column BA (AMOUNT) only will be converted based on selected currency (Column L) and Column BB (TAXES) value (INR) will be added to the converted values.
Note on K384: gepadmin: 1. If you choose "Full Conversion" then Column BA (AMOUNT) and Column BB (TAXES) BOTH values will be convert based on selected Currency in (Column L). 2. If you choose "Partial Conversion" then Column BA (AMOUNT) only will be converted based on selected currency (Column L) and Column BB (TAXES) value (INR) will be added to the converted values.
Note on K385: gepadmin: 1. If you choose "Full Conversion" then Column BA (AMOUNT) and Column BB (TAXES) BOTH values will be convert based on selected Currency in (Column L). 2. If you choose "Partial Conversion" then Column BA (AMOUNT) only will be converted based on selected currency (Column L) and Column BB (TAXES) value (INR) will be added to the converted values.
Note on K386: gepadmin: 1. If you choose "Full Conversion" then Column BA (AMOUNT) and Column BB (TAXES) BOTH values will be convert based on selected Currency in (Column L). 2. If you choose "Partial Conversion" then Column BA (AMOUNT) only will be converted based on selected currency (Column L) and Column BB (TAXES) value (INR) will be added to the converted values.
Note on K387: gepadmin: 1. If you choose "Full Conversion" then Column BA (AMOUNT) and Column BB (TAXES) BOTH values will be convert based on selected Currency in (Column L). 2. If you choose "Partial Conversion" then Column BA (AMOUNT) only will be converted based on selected currency (Column L) and Column BB (TAXES) value (INR) will be added to the converted values.
Note on K388: gepadmin: 1. If you choose "Full Conversion" then Column BA (AMOUNT) and Column BB (TAXES) BOTH values will be convert based on selected Currency in (Column L). 2. If you choose "Partial Conversion" then Column BA (AMOUNT) only will be converted based on selected currency (Column L) and Column BB (TAXES) value (INR) will be added to the converted values.
Note on K389: gepadmin: 1. If you choose "Full Conversion" then Column BA (AMOUNT) and Column BB (TAXES) BOTH values will be convert based on selected Currency in (Column L). 2. If you choose "Partial Conversion" then Column BA (AMOUNT) only will be converted based on selected currency (Column L) and Column BB (TAXES) value (INR) will be added to the converted values.
Note on K390: gepadmin: 1. If you choose "Full Conversion" then Column BA (AMOUNT) and Column BB (TAXES) BOTH values will be convert based on selected Currency in (Column L). 2. If you choose "Partial Conversion" then Column BA (AMOUNT) only will be converted based on selected currency (Column L) and Column BB (TAXES) value (INR) will be added to the converted values.
Note on K391: gepadmin: 1. If you choose "Full Conversion" then Column BA (AMOUNT) and Column BB (TAXES) BOTH values will be convert based on selected Currency in (Column L). 2. If you choose "Partial Conversion" then Column BA (AMOUNT) only will be converted based on selected currency (Column L) and Column BB (TAXES) value (INR) will be added to the converted values.
Note on K392: gepadmin: 1. If you choose "Full Conversion" then Column BA (AMOUNT) and Column BB (TAXES) BOTH values will be convert based on selected Currency in (Column L). 2. If you choose "Partial Conversion" then Column BA (AMOUNT) only will be converted based on selected currency (Column L) and Column BB (TAXES) value (INR) will be added to the converted values.
Note on K393: gepadmin: 1. If you choose "Full Conversion" then Column BA (AMOUNT) and Column BB (TAXES) BOTH values will be convert based on selected Currency in (Column L). 2. If you choose "Partial Conversion" then Column BA (AMOUNT) only will be converted based on selected currency (Column L) and Column BB (TAXES) value (INR) will be added to the converted values.
Note on K394: gepadmin: 1. If you choose "Full Conversion" then Column BA (AMOUNT) and Column BB (TAXES) BOTH values will be convert based on selected Currency in (Column L). 2. If you choose "Partial Conversion" then Column BA (AMOUNT) only will be converted based on selected currency (Column L) and Column BB (TAXES) value (INR) will be added to the converted values.
Note on K395: gepadmin: 1. If you choose "Full Conversion" then Column BA (AMOUNT) and Column BB (TAXES) BOTH values will be convert based on selected Currency in (Column L). 2. If you choose "Partial Conversion" then Column BA (AMOUNT) only will be converted based on selected currency (Column L) and Column BB (TAXES) value (INR) will be added to the converted values.
Note on K396: gepadmin: 1. If you choose "Full Conversion" then Column BA (AMOUNT) and Column BB (TAXES) BOTH values will be convert based on selected Currency in (Column L). 2. If you choose "Partial Conversion" then Column BA (AMOUNT) only will be converted based on selected currency (Column L) and Column BB (TAXES) value (INR) will be added to the converted values.
Note on K397: gepadmin: 1. If you choose "Full Conversion" then Column BA (AMOUNT) and Column BB (TAXES) BOTH values will be convert based on selected Currency in (Column L). 2. If you choose "Partial Conversion" then Column BA (AMOUNT) only will be converted based on selected currency (Column L) and Column BB (TAXES) value (INR) will be added to the converted values.
Note on K398: gepadmin: 1. If you choose "Full Conversion" then Column BA (AMOUNT) and Column BB (TAXES) BOTH values will be convert based on selected Currency in (Column L). 2. If you choose "Partial Conversion" then Column BA (AMOUNT) only will be converted based on selected currency (Column L) and Column BB (TAXES) value (INR) will be added to the converted values.
Note on K399: gepadmin: 1. If you choose "Full Conversion" then Column BA (AMOUNT) and Column BB (TAXES) BOTH values will be convert based on selected Currency in (Column L). 2. If you choose "Partial Conversion" then Column BA (AMOUNT) only will be converted based on selected currency (Column L) and Column BB (TAXES) value (INR) will be added to the converted values.
Note on K400: gepadmin: 1. If you choose "Full Conversion" then Column BA (AMOUNT) and Column BB (TAXES) BOTH values will be convert based on selected Currency in (Column L). 2. If you choose "Partial Conversion" then Column BA (AMOUNT) only will be converted based on selected currency (Column L) and Column BB (TAXES) value (INR) will be added to the converted values.
Note on K401: gepadmin: 1. If you choose "Full Conversion" then Column BA (AMOUNT) and Column BB (TAXES) BOTH values will be convert based on selected Currency in (Column L). 2. If you choose "Partial Conversion" then Column BA (AMOUNT) only will be converted based on selected currency (Column L) and Column BB (TAXES) value (INR) will be added to the converted values.
Note on K402: gepadmin: 1. If you choose "Full Conversion" then Column BA (AMOUNT) and Column BB (TAXES) BOTH values will be convert based on selected Currency in (Column L). 2. If you choose "Partial Conversion" then Column BA (AMOUNT) only will be converted based on selected currency (Column L) and Column BB (TAXES) value (INR) will be added to the converted values.
Note on K403: gepadmin: 1. If you choose "Full Conversion" then Column BA (AMOUNT) and Column BB (TAXES) BOTH values will be convert based on selected Currency in (Column L). 2. If you choose "Partial Conversion" then Column BA (AMOUNT) only will be converted based on selected currency (Column L) and Column BB (TAXES) value (INR) will be added to the converted values.
Note on K404: gepadmin: 1. If you choose "Full Conversion" then Column BA (AMOUNT) and Column BB (TAXES) BOTH values will be convert based on selected Currency in (Column L). 2. If you choose "Partial Conversion" then Column BA (AMOUNT) only will be converted based on selected currency (Column L) and Column BB (TAXES) value (INR) will be added to the converted values.
Note on K405: gepadmin: 1. If you choose "Full Conversion" then Column BA (AMOUNT) and Column BB (TAXES) BOTH values will be convert based on selected Currency in (Column L). 2. If you choose "Partial Conversion" then Column BA (AMOUNT) only will be converted based on selected currency (Column L) and Column BB (TAXES) value (INR) will be added to the converted values.
Note on K406: gepadmin: 1. If you choose "Full Conversion" then Column BA (AMOUNT) and Column BB (TAXES) BOTH values will be convert based on selected Currency in (Column L). 2. If you choose "Partial Conversion" then Column BA (AMOUNT) only will be converted based on selected currency (Column L) and Column BB (TAXES) value (INR) will be added to the converted values.
Note on K407: gepadmin: 1. If you choose "Full Conversion" then Column BA (AMOUNT) and Column BB (TAXES) BOTH values will be convert based on selected Currency in (Column L). 2. If you choose "Partial Conversion" then Column BA (AMOUNT) only will be converted based on selected currency (Column L) and Column BB (TAXES) value (INR) will be added to the converted values.
Note on K408: gepadmin: 1. If you choose "Full Conversion" then Column BA (AMOUNT) and Column BB (TAXES) BOTH values will be convert based on selected Currency in (Column L). 2. If you choose "Partial Conversion" then Column BA (AMOUNT) only will be converted based on selected currency (Column L) and Column BB (TAXES) value (INR) will be added to the converted values.
Note on K409: gepadmin: 1. If you choose "Full Conversion" then Column BA (AMOUNT) and Column BB (TAXES) BOTH values will be convert based on selected Currency in (Column L). 2. If you choose "Partial Conversion" then Column BA (AMOUNT) only will be converted based on selected currency (Column L) and Column BB (TAXES) value (INR) will be added to the converted values.
Note on K410: gepadmin: 1. If you choose "Full Conversion" then Column BA (AMOUNT) and Column BB (TAXES) BOTH values will be convert based on selected Currency in (Column L). 2. If you choose "Partial Conversion" then Column BA (AMOUNT) only will be converted based on selected currency (Column L) and Column BB (TAXES) value (INR) will be added to the converted values.
Note on K411: gepadmin: 1. If you choose "Full Conversion" then Column BA (AMOUNT) and Column BB (TAXES) BOTH values will be convert based on selected Currency in (Column L). 2. If you choose "Partial Conversion" then Column BA (AMOUNT) only will be converted based on selected currency (Column L) and Column BB (TAXES) value (INR) will be added to the converted values.
Note on K412: gepadmin: 1. If you choose "Full Conversion" then Column BA (AMOUNT) and Column BB (TAXES) BOTH values will be convert based on selected Currency in (Column L). 2. If you choose "Partial Conversion" then Column BA (AMOUNT) only will be converted based on selected currency (Column L) and Column BB (TAXES) value (INR) will be added to the converted values.
Note on K413: gepadmin: 1. If you choose "Full Conversion" then Column BA (AMOUNT) and Column BB (TAXES) BOTH values will be convert based on selected Currency in (Column L). 2. If you choose "Partial Conversion" then Column BA (AMOUNT) only will be converted based on selected currency (Column L) and Column BB (TAXES) value (INR) will be added to the converted values.
Note on K414: gepadmin: 1. If you choose "Full Conversion" then Column BA (AMOUNT) and Column BB (TAXES) BOTH values will be convert based on selected Currency in (Column L). 2. If you choose "Partial Conversion" then Column BA (AMOUNT) only will be converted based on selected currency (Column L) and Column BB (TAXES) value (INR) will be added to the converted values.
Note on K415: gepadmin: 1. If you choose "Full Conversion" then Column BA (AMOUNT) and Column BB (TAXES) BOTH values will be convert based on selected Currency in (Column L). 2. If you choose "Partial Conversion" then Column BA (AMOUNT) only will be converted based on selected currency (Column L) and Column BB (TAXES) value (INR) will be added to the converted values.
Note on K416: gepadmin: 1. If you choose "Full Conversion" then Column BA (AMOUNT) and Column BB (TAXES) BOTH values will be convert based on selected Currency in (Column L). 2. If you choose "Partial Conversion" then Column BA (AMOUNT) only will be converted based on selected currency (Column L) and Column BB (TAXES) value (INR) will be added to the converted values.
Note on K417: gepadmin: 1. If you choose "Full Conversion" then Column BA (AMOUNT) and Column BB (TAXES) BOTH values will be convert based on selected Currency in (Column L). 2. If you choose "Partial Conversion" then Column BA (AMOUNT) only will be converted based on selected currency (Column L) and Column BB (TAXES) value (INR) will be added to the converted values.
Note on K418: gepadmin: 1. If you choose "Full Conversion" then Column BA (AMOUNT) and Column BB (TAXES) BOTH values will be convert based on selected Currency in (Column L). 2. If you choose "Partial Conversion" then Column BA (AMOUNT) only will be converted based on selected currency (Column L) and Column BB (TAXES) value (INR) will be added to the converted values.
Note on K419: gepadmin: 1. If you choose "Full Conversion" then Column BA (AMOUNT) and Column BB (TAXES) BOTH values will be convert based on selected Currency in (Column L). 2. If you choose "Partial Conversion" then Column BA (AMOUNT) only will be converted based on selected currency (Column L) and Column BB (TAXES) value (INR) will be added to the converted values.
Note on K420: gepadmin: 1. If you choose "Full Conversion" then Column BA (AMOUNT) and Column BB (TAXES) BOTH values will be convert based on selected Currency in (Column L). 2. If you choose "Partial Conversion" then Column BA (AMOUNT) only will be converted based on selected currency (Column L) and Column BB (TAXES) value (INR) will be added to the converted values.
Note on K421: gepadmin: 1. If you choose "Full Conversion" then Column BA (AMOUNT) and Column BB (TAXES) BOTH values will be convert based on selected Currency in (Column L). 2. If you choose "Partial Conversion" then Column BA (AMOUNT) only will be converted based on selected currency (Column L) and Column BB (TAXES) value (INR) will be added to the converted values.
Note on K422: gepadmin: 1. If you choose "Full Conversion" then Column BA (AMOUNT) and Column BB (TAXES) BOTH values will be convert based on selected Currency in (Column L). 2. If you choose "Partial Conversion" then Column BA (AMOUNT) only will be converted based on selected currency (Column L) and Column BB (TAXES) value (INR) will be added to the converted values.
Note on K423: gepadmin: 1. If you choose "Full Conversion" then Column BA (AMOUNT) and Column BB (TAXES) BOTH values will be convert based on selected Currency in (Column L). 2. If you choose "Partial Conversion" then Column BA (AMOUNT) only will be converted based on selected currency (Column L) and Column BB (TAXES) value (INR) will be added to the converted values.
Note on K424: gepadmin: 1. If you choose "Full Conversion" then Column BA (AMOUNT) and Column BB (TAXES) BOTH values will be convert based on selected Currency in (Column L). 2. If you choose "Partial Conversion" then Column BA (AMOUNT) only will be converted based on selected currency (Column L) and Column BB (TAXES) value (INR) will be added to the converted values.
Note on K425: gepadmin: 1. If you choose "Full Conversion" then Column BA (AMOUNT) and Column BB (TAXES) BOTH values will be convert based on selected Currency in (Column L). 2. If you choose "Partial Conversion" then Column BA (AMOUNT) only will be converted based on selected currency (Column L) and Column BB (TAXES) value (INR) will be added to the converted values.
Note on K426: gepadmin: 1. If you choose "Full Conversion" then Column BA (AMOUNT) and Column BB (TAXES) BOTH values will be convert based on selected Currency in (Column L). 2. If you choose "Partial Conversion" then Column BA (AMOUNT) only will be converted based on selected currency (Column L) and Column BB (TAXES) value (INR) will be added to the converted values.
Note on K427: gepadmin: 1. If you choose "Full Conversion" then Column BA (AMOUNT) and Column BB (TAXES) BOTH values will be convert based on selected Currency in (Column L). 2. If you choose "Partial Conversion" then Column BA (AMOUNT) only will be converted based on selected currency (Column L) and Column BB (TAXES) value (INR) will be added to the converted values.
Note on K428: gepadmin: 1. If you choose "Full Conversion" then Column BA (AMOUNT) and Column BB (TAXES) BOTH values will be convert based on selected Currency in (Column L). 2. If you choose "Partial Conversion" then Column BA (AMOUNT) only will be converted based on selected currency (Column L) and Column BB (TAXES) value (INR) will be added to the converted values.
Note on K429: gepadmin: 1. If you choose "Full Conversion" then Column BA (AMOUNT) and Column BB (TAXES) BOTH values will be convert based on selected Currency in (Column L). 2. If you choose "Partial Conversion" then Column BA (AMOUNT) only will be converted based on selected currency (Column L) and Column BB (TAXES) value (INR) will be added to the converted values.
Note on K430: gepadmin: 1. If you choose "Full Conversion" then Column BA (AMOUNT) and Column BB (TAXES) BOTH values will be convert based on selected Currency in (Column L). 2. If you choose "Partial Conversion" then Column BA (AMOUNT) only will be converted based on selected currency (Column L) and Column BB (TAXES) value (INR) will be added to the converted values.
Note on K431: gepadmin: 1. If you choose "Full Conversion" then Column BA (AMOUNT) and Column BB (TAXES) BOTH values will be convert based on selected Currency in (Column L). 2. If you choose "Partial Conversion" then Column BA (AMOUNT) only will be converted based on selected currency (Column L) and Column BB (TAXES) value (INR) will be added to the converted values.
Note on K432: gepadmin: 1. If you choose "Full Conversion" then Column BA (AMOUNT) and Column BB (TAXES) BOTH values will be convert based on selected Currency in (Column L). 2. If you choose "Partial Conversion" then Column BA (AMOUNT) only will be converted based on selected currency (Column L) and Column BB (TAXES) value (INR) will be added to the converted values.
Note on K433: gepadmin: 1. If you choose "Full Conversion" then Column BA (AMOUNT) and Column BB (TAXES) BOTH values will be convert based on selected Currency in (Column L). 2. If you choose "Partial Conversion" then Column BA (AMOUNT) only will be converted based on selected currency (Column L) and Column BB (TAXES) value (INR) will be added to the converted values.
Note on K434: gepadmin: 1. If you choose "Full Conversion" then Column BA (AMOUNT) and Column BB (TAXES) BOTH values will be convert based on selected Currency in (Column L). 2. If you choose "Partial Conversion" then Column BA (AMOUNT) only will be converted based on selected currency (Column L) and Column BB (TAXES) value (INR) will be added to the converted values.
Note on K435: gepadmin: 1. If you choose "Full Conversion" then Column BA (AMOUNT) and Column BB (TAXES) BOTH values will be convert based on selected Currency in (Column L). 2. If you choose "Partial Conversion" then Column BA (AMOUNT) only will be converted based on selected currency (Column L) and Column BB (TAXES) value (INR) will be added to the converted values.
Note on K436: gepadmin: 1. If you choose "Full Conversion" then Column BA (AMOUNT) and Column BB (TAXES) BOTH values will be convert based on selected Currency in (Column L). 2. If you choose "Partial Conversion" then Column BA (AMOUNT) only will be converted based on selected currency (Column L) and Column BB (TAXES) value (INR) will be added to the converted values.
Note on K437: gepadmin: 1. If you choose "Full Conversion" then Column BA (AMOUNT) and Column BB (TAXES) BOTH values will be convert based on selected Currency in (Column L). 2. If you choose "Partial Conversion" then Column BA (AMOUNT) only will be converted based on selected currency (Column L) and Column BB (TAXES) value (INR) will be added to the converted values.
Note on K438: gepadmin: 1. If you choose "Full Conversion" then Column BA (AMOUNT) and Column BB (TAXES) BOTH values will be convert based on selected Currency in (Column L). 2. If you choose "Partial Conversion" then Column BA (AMOUNT) only will be converted based on selected currency (Column L) and Column BB (TAXES) value (INR) will be added to the converted values.
Note on K439: gepadmin: 1. If you choose "Full Conversion" then Column BA (AMOUNT) and Column BB (TAXES) BOTH values will be convert based on selected Currency in (Column L). 2. If you choose "Partial Conversion" then Column BA (AMOUNT) only will be converted based on selected currency (Column L) and Column BB (TAXES) value (INR) will be added to the converted values.
Note on K440: gepadmin: 1. If you choose "Full Conversion" then Column BA (AMOUNT) and Column BB (TAXES) BOTH values will be convert based on selected Currency in (Column L). 2. If you choose "Partial Conversion" then Column BA (AMOUNT) only will be converted based on selected currency (Column L) and Column BB (TAXES) value (INR) will be added to the converted values.
Note on K441: gepadmin: 1. If you choose "Full Conversion" then Column BA (AMOUNT) and Column BB (TAXES) BOTH values will be convert based on selected Currency in (Column L). 2. If you choose "Partial Conversion" then Column BA (AMOUNT) only will be converted based on selected currency (Column L) and Column BB (TAXES) value (INR) will be added to the converted values.
Note on K442: gepadmin: 1. If you choose "Full Conversion" then Column BA (AMOUNT) and Column BB (TAXES) BOTH values will be convert based on selected Currency in (Column L). 2. If you choose "Partial Conversion" then Column BA (AMOUNT) only will be converted based on selected currency (Column L) and Column BB (TAXES) value (INR) will be added to the converted values.
Note on K443: gepadmin: 1. If you choose "Full Conversion" then Column BA (AMOUNT) and Column BB (TAXES) BOTH values will be convert based on selected Currency in (Column L). 2. If you choose "Partial Conversion" then Column BA (AMOUNT) only will be converted based on selected currency (Column L) and Column BB (TAXES) value (INR) will be added to the converted values.
Note on K444: gepadmin: 1. If you choose "Full Conversion" then Column BA (AMOUNT) and Column BB (TAXES) BOTH values will be convert based on selected Currency in (Column L). 2. If you choose "Partial Conversion" then Column BA (AMOUNT) only will be converted based on selected currency (Column L) and Column BB (TAXES) value (INR) will be added to the converted values.
Note on K445: gepadmin: 1. If you choose "Full Conversion" then Column BA (AMOUNT) and Column BB (TAXES) BOTH values will be convert based on selected Currency in (Column L). 2. If you choose "Partial Conversion" then Column BA (AMOUNT) only will be converted based on selected currency (Column L) and Column BB (TAXES) value (INR) will be added to the converted values.
Note on K446: gepadmin: 1. If you choose "Full Conversion" then Column BA (AMOUNT) and Column BB (TAXES) BOTH values will be convert based on selected Currency in (Column L). 2. If you choose "Partial Conversion" then Column BA (AMOUNT) only will be converted based on selected currency (Column L) and Column BB (TAXES) value (INR) will be added to the converted values.
Note on K447: gepadmin: 1. If you choose "Full Conversion" then Column BA (AMOUNT) and Column BB (TAXES) BOTH values will be convert based on selected Currency in (Column L). 2. If you choose "Partial Conversion" then Column BA (AMOUNT) only will be converted based on selected currency (Column L) and Column BB (TAXES) value (INR) will be added to the converted values.
Note on K448: gepadmin: 1. If you choose "Full Conversion" then Column BA (AMOUNT) and Column BB (TAXES) BOTH values will be convert based on selected Currency in (Column L). 2. If you choose "Partial Conversion" then Column BA (AMOUNT) only will be converted based on selected currency (Column L) and Column BB (TAXES) value (INR) will be added to the converted values.
Note on K449: gepadmin: 1. If you choose "Full Conversion" then Column BA (AMOUNT) and Column BB (TAXES) BOTH values will be convert based on selected Currency in (Column L). 2. If you choose "Partial Conversion" then Column BA (AMOUNT) only will be converted based on selected currency (Column L) and Column BB (TAXES) value (INR) will be added to the converted values.
Note on K450: gepadmin: 1. If you choose "Full Conversion" then Column BA (AMOUNT) and Column BB (TAXES) BOTH values will be convert based on selected Currency in (Column L). 2. If you choose "Partial Conversion" then Column BA (AMOUNT) only will be converted based on selected currency (Column L) and Column BB (TAXES) value (INR) will be added to the converted values.
Note on K451: gepadmin: 1. If you choose "Full Conversion" then Column BA (AMOUNT) and Column BB (TAXES) BOTH values will be convert based on selected Currency in (Column L). 2. If you choose "Partial Conversion" then Column BA (AMOUNT) only will be converted based on selected currency (Column L) and Column BB (TAXES) value (INR) will be added to the converted values.
Note on K452: gepadmin: 1. If you choose "Full Conversion" then Column BA (AMOUNT) and Column BB (TAXES) BOTH values will be convert based on selected Currency in (Column L). 2. If you choose "Partial Conversion" then Column BA (AMOUNT) only will be converted based on selected currency (Column L) and Column BB (TAXES) value (INR) will be added to the converted values.
Note on K453: gepadmin: 1. If you choose "Full Conversion" then Column BA (AMOUNT) and Column BB (TAXES) BOTH values will be convert based on selected Currency in (Column L). 2. If you choose "Partial Conversion" then Column BA (AMOUNT) only will be converted based on selected currency (Column L) and Column BB (TAXES) value (INR) will be added to the converted values.
Note on K454: gepadmin: 1. If you choose "Full Conversion" then Column BA (AMOUNT) and Column BB (TAXES) BOTH values will be convert based on selected Currency in (Column L). 2. If you choose "Partial Conversion" then Column BA (AMOUNT) only will be converted based on selected currency (Column L) and Column BB (TAXES) value (INR) will be added to the converted values.
Note on K455: gepadmin: 1. If you choose "Full Conversion" then Column BA (AMOUNT) and Column BB (TAXES) BOTH values will be convert based on selected Currency in (Column L). 2. If you choose "Partial Conversion" then Column BA (AMOUNT) only will be converted based on selected currency (Column L) and Column BB (TAXES) value (INR) will be added to the converted values.
Note on K456: gepadmin: 1. If you choose "Full Conversion" then Column BA (AMOUNT) and Column BB (TAXES) BOTH values will be convert based on selected Currency in (Column L). 2. If you choose "Partial Conversion" then Column BA (AMOUNT) only will be converted based on selected currency (Column L) and Column BB (TAXES) value (INR) will be added to the converted values.
Note on K457: gepadmin: 1. If you choose "Full Conversion" then Column BA (AMOUNT) and Column BB (TAXES) BOTH values will be convert based on selected Currency in (Column L). 2. If you choose "Partial Conversion" then Column BA (AMOUNT) only will be converted based on selected currency (Column L) and Column BB (TAXES) value (INR) will be added to the converted values.
Note on K458: gepadmin: 1. If you choose "Full Conversion" then Column BA (AMOUNT) and Column BB (TAXES) BOTH values will be convert based on selected Currency in (Column L). 2. If you choose "Partial Conversion" then Column BA (AMOUNT) only will be converted based on selected currency (Column L) and Column BB (TAXES) value (INR) will be added to the converted values.
Note on K459: gepadmin: 1. If you choose "Full Conversion" then Column BA (AMOUNT) and Column BB (TAXES) BOTH values will be convert based on selected Currency in (Column L). 2. If you choose "Partial Conversion" then Column BA (AMOUNT) only will be converted based on selected currency (Column L) and Column BB (TAXES) value (INR) will be added to the converted values.
Note on K460: gepadmin: 1. If you choose "Full Conversion" then Column BA (AMOUNT) and Column BB (TAXES) BOTH values will be convert based on selected Currency in (Column L). 2. If you choose "Partial Conversion" then Column BA (AMOUNT) only will be converted based on selected currency (Column L) and Column BB (TAXES) value (INR) will be added to the converted values.
Note on K461: gepadmin: 1. If you choose "Full Conversion" then Column BA (AMOUNT) and Column BB (TAXES) BOTH values will be convert based on selected Currency in (Column L). 2. If you choose "Partial Conversion" then Column BA (AMOUNT) only will be converted based on selected currency (Column L) and Column BB (TAXES) value (INR) will be added to the converted values.
Note on K462: gepadmin: 1. If you choose "Full Conversion" then Column BA (AMOUNT) and Column BB (TAXES) BOTH values will be convert based on selected Currency in (Column L). 2. If you choose "Partial Conversion" then Column BA (AMOUNT) only will be converted based on selected currency (Column L) and Column BB (TAXES) value (INR) will be added to the converted values.
Note on K463: gepadmin: 1. If you choose "Full Conversion" then Column BA (AMOUNT) and Column BB (TAXES) BOTH values will be convert based on selected Currency in (Column L). 2. If you choose "Partial Conversion" then Column BA (AMOUNT) only will be converted based on selected currency (Column L) and Column BB (TAXES) value (INR) will be added to the converted values.
Note on K464: gepadmin: 1. If you choose "Full Conversion" then Column BA (AMOUNT) and Column BB (TAXES) BOTH values will be convert based on selected Currency in (Column L). 2. If you choose "Partial Conversion" then Column BA (AMOUNT) only will be converted based on selected currency (Column L) and Column BB (TAXES) value (INR) will be added to the converted values.
Note on K465: gepadmin: 1. If you choose "Full Conversion" then Column BA (AMOUNT) and Column BB (TAXES) BOTH values will be convert based on selected Currency in (Column L). 2. If you choose "Partial Conversion" then Column BA (AMOUNT) only will be converted based on selected currency (Column L) and Column BB (TAXES) value (INR) will be added to the converted values.
Note on K466: gepadmin: 1. If you choose "Full Conversion" then Column BA (AMOUNT) and Column BB (TAXES) BOTH values will be convert based on selected Currency in (Column L). 2. If you choose "Partial Conversion" then Column BA (AMOUNT) only will be converted based on selected currency (Column L) and Column BB (TAXES) value (INR) will be added to the converted values.
Note on K467: gepadmin: 1. If you choose "Full Conversion" then Column BA (AMOUNT) and Column BB (TAXES) BOTH values will be convert based on selected Currency in (Column L). 2. If you choose "Partial Conversion" then Column BA (AMOUNT) only will be converted based on selected currency (Column L) and Column BB (TAXES) value (INR) will be added to the converted values.
Note on K468: gepadmin: 1. If you choose "Full Conversion" then Column BA (AMOUNT) and Column BB (TAXES) BOTH values will be convert based on selected Currency in (Column L). 2. If you choose "Partial Conversion" then Column BA (AMOUNT) only will be converted based on selected currency (Column L) and Column BB (TAXES) value (INR) will be added to the converted values.
Note on K469: gepadmin: 1. If you choose "Full Conversion" then Column BA (AMOUNT) and Column BB (TAXES) BOTH values will be convert based on selected Currency in (Column L). 2. If you choose "Partial Conversion" then Column BA (AMOUNT) only will be converted based on selected currency (Column L) and Column BB (TAXES) value (INR) will be added to the converted values.
Note on K470: gepadmin: 1. If you choose "Full Conversion" then Column BA (AMOUNT) and Column BB (TAXES) BOTH values will be convert based on selected Currency in (Column L). 2. If you choose "Partial Conversion" then Column BA (AMOUNT) only will be converted based on selected currency (Column L) and Column BB (TAXES) value (INR) will be added to the converted values.
Note on K471: gepadmin: 1. If you choose "Full Conversion" then Column BA (AMOUNT) and Column BB (TAXES) BOTH values will be convert based on selected Currency in (Column L). 2. If you choose "Partial Conversion" then Column BA (AMOUNT) only will be converted based on selected currency (Column L) and Column BB (TAXES) value (INR) will be added to the converted values.
Note on K472: gepadmin: 1. If you choose "Full Conversion" then Column BA (AMOUNT) and Column BB (TAXES) BOTH values will be convert based on selected Currency in (Column L). 2. If you choose "Partial Conversion" then Column BA (AMOUNT) only will be converted based on selected currency (Column L) and Column BB (TAXES) value (INR) will be added to the converted values.
Note on K473: gepadmin: 1. If you choose "Full Conversion" then Column BA (AMOUNT) and Column BB (TAXES) BOTH values will be convert based on selected Currency in (Column L). 2. If you choose "Partial Conversion" then Column BA (AMOUNT) only will be converted based on selected currency (Column L) and Column BB (TAXES) value (INR) will be added to the converted values.
Note on K474: gepadmin: 1. If you choose "Full Conversion" then Column BA (AMOUNT) and Column BB (TAXES) BOTH values will be convert based on selected Currency in (Column L). 2. If you choose "Partial Conversion" then Column BA (AMOUNT) only will be converted based on selected currency (Column L) and Column BB (TAXES) value (INR) will be added to the converted values.
Note on K475: gepadmin: 1. If you choose "Full Conversion" then Column BA (AMOUNT) and Column BB (TAXES) BOTH values will be convert based on selected Currency in (Column L). 2. If you choose "Partial Conversion" then Column BA (AMOUNT) only will be converted based on selected currency (Column L) and Column BB (TAXES) value (INR) will be added to the converted values.
Note on K476: gepadmin: 1. If you choose "Full Conversion" then Column BA (AMOUNT) and Column BB (TAXES) BOTH values will be convert based on selected Currency in (Column L). 2. If you choose "Partial Conversion" then Column BA (AMOUNT) only will be converted based on selected currency (Column L) and Column BB (TAXES) value (INR) will be added to the converted values.
Note on K477: gepadmin: 1. If you choose "Full Conversion" then Column BA (AMOUNT) and Column BB (TAXES) BOTH values will be convert based on selected Currency in (Column L). 2. If you choose "Partial Conversion" then Column BA (AMOUNT) only will be converted based on selected currency (Column L) and Column BB (TAXES) value (INR) will be added to the converted values.
Note on K478: gepadmin: 1. If you choose "Full Conversion" then Column BA (AMOUNT) and Column BB (TAXES) BOTH values will be convert based on selected Currency in (Column L). 2. If you choose "Partial Conversion" then Column BA (AMOUNT) only will be converted based on selected currency (Column L) and Column BB (TAXES) value (INR) will be added to the converted values.
Note on K479: gepadmin: 1. If you choose "Full Conversion" then Column BA (AMOUNT) and Column BB (TAXES) BOTH values will be convert based on selected Currency in (Column L). 2. If you choose "Partial Conversion" then Column BA (AMOUNT) only will be converted based on selected currency (Column L) and Column BB (TAXES) value (INR) will be added to the converted values.
Note on K480: gepadmin: 1. If you choose "Full Conversion" then Column BA (AMOUNT) and Column BB (TAXES) BOTH values will be convert based on selected Currency in (Column L). 2. If you choose "Partial Conversion" then Column BA (AMOUNT) only will be converted based on selected currency (Column L) and Column BB (TAXES) value (INR) will be added to the converted values.
Validate
Print
Help

## Macros
Please Enable Macros to View BoQ information