## BoQ1 (hidden)
Percentage BoQ
BoQ_Ver3.1 | Percentage | Normal | INR Only | INR
Select, At Par, Excess (+), Less (-) |  | IOCL
Tender Inviting Authority: DOIP, IIT Kanpur
Name of Work: Annual contract for minor civil works in Academic Area and elsewhere, MWCC2
NIT No: Civil/27/06/2024-2
Name of the Bidder/ Bidding Firm / Company :
PRICE SCHEDULE (This BOQ template must not be modified/replaced by the bidder and the same should be uploaded after filling the relevant columns, else the bidder is liable to be rejected for this tender. Bidders are allowed to enter the Bidder Name and Values only )
NUMBER # | TEXT # | TEXT # | NUMBER # | TEXT # | NUMBER | NUMBER | TEXT | TEXT # | NUMBER # | TEXT# | TEXT # | NUMBER # | NUMBER | NUMBER | NUMBER | NUMBER | TEXT | TEXT | NUMBER | NUMBER | NUMBER | NUMBER | TEXT | TEXT | NUMBER | NUMBER | NUMBER | NUMBER | TEXT | TEXT | NUMBER | NUMBER | NUMBER | NUMBER | TEXT | TEXT | NUMBER | NUMBER | NUMBER | NUMBER | TEXT | TEXT | NUMBER | NUMBER | NUMBER # | NUMBER # | TEXT | TEXT | NUMBER # | NUMBER # | DATE | NUMBER # | NUMBER # | TEXT #
Sl. No. | Item Description | Item Code / Make | Quantity | Units | Estimated Rate in Rs. P |  |  | Addition / Deduction | Addition / Deduction Values | Currency Convertion against each Item | Quoted Currency in INR / Other Currency | BASIC RATE In Figures To be entered by the Bidder Rs. P | Excise Duty | VAT | Freight Charges ( Unloading & Stacking) | Any Other Taxes/Duties/Levies |  |  | Other Taxes 2 | IIIrd Party i.e DGS&D / RITES etc Inspection Charges @0.34%+Service Tax | Less for Cenvat Credit,if any respect of Supplies Under full Excise Duty Category | [30 empty] | TOTAL AMOUNT in Rs. P | TOTAL AMOUNT With Taxes | TOTAL AMOUNT In Words
1 | 2 | 3 | 4 | 5 | 6 | 7 | 8 | 9 | 10 | 11 | 12 | 13 | 14 | 15 | 16 | 17 | 18 | 19 | 20 | 21 | 22 | 23 | 24 | 25 | 26 | 27 | 28 | 29 | 30 | 31 | 32 | 33 | 34 | 35 | 36 | 37 | 38 | 39 | 40 | 41 | 42 | 43 | 44 | 45 | 46 | 47 | 48 | 49 | 50 | 51 | 52 | 7 | 54 | 8
1 | Carriage of Materials | item no.1 | [52 empty] | 1 | Carriage of Materials | item no.1
1.01 | By Mechanical Transport including loading,unloading and stacking | item no.2 | [52 empty] | 1.01 | By Mechanical Transport including loading,unloading and stacking | item no.2
1.02 | Earth Lead - 5 km | item no.3 | 15 | cum | 271.45 |  |  | Excess(+) | 1 | Full Conversion | INR | [40 empty] | 4072 | 4072 | INR Four Thousand &Seventy Two Only | 1.02 | Earth Lead - 5 km | item no.3 | 15 | cum
1.03 | EARTH WORK | item no.4 | [52 empty] | 1.03 | EARTH WORK | item no.4
1.04 | Earth work in surface excavation not exceeding 30 cm in depth but exceeding 1.5 m in width as well as 10 sqm on plan including getting out and disposal of excavated earth upto 50 m and lift upto 1.5 m, as directed by Engineer-in- Charge: | item no.5 | [52 empty] | 1.04 | Earth work in surface excavation not exceeding 30 cm in depth but exceeding 1.5 m in width as well as 10 sqm on plan including getting out and disposal of excavated earth upto 50 m and lift upto 1.5 m, as directed by Engineer-in- Charge: | item no.5
1.05 | All kinds of soil | item no.6 | 150 | sqm | 107 |  |  | Excess(+) | 1 | Full Conversion | INR | [40 empty] | 16050 | 16050 | INR Sixteen Thousand &Fifty Only | 1.05 | All kinds of soil | item no.6 | 150 | sqm
1.06 | Earth work in excavation by mechanical means (Hydraulic excavator) / manual means in foundation trenches or drains (not exceeding 1.5 m in width or 10 sqm on plan), including dressing of sides and ramming of bottoms, lift upto 1.5 m, including getting out the excavated soil and disposal of surplus excavated soil as directed, within a lead of 50 m. | item no.7 | [52 empty] | 1.06 | Earth work in excavation by mechanical means (Hydraulic excavator) / manual means in foundation trenches or drains (not exceeding 1.5 m in width or 10 sqm on plan), including dressing of sides and ramming of bottoms, lift upto 1.5 m, including getting out the excavated soil and disposal of surplus excavated soil as directed, within a lead of 50 m. | item no.7
1.07 | All kinds of soil. | item no.8 | 15 | cum | 286.85 |  |  | Excess(+) | 1 | Full Conversion | INR | [40 empty] | 4303 | 4303 | INR Four Thousand Three Hundred & Three Only | 1.07 | All kinds of soil. | item no.8 | 15 | cum
1.08 | Excavating trenches of required width for pipes, cables, etc including excavation for sockets, and dressing of sides, ramming of bottoms, depth upto 1.5 m, including getting out the excavated soil, and then returning the soil as required, in layers not exceeding 20 cm in depth, including consolidating each deposited layer by ramming, watering, etc. and disposing of surplus excavated soil as directed, within a lead of 50 m : | item no.9 | [52 empty] | 1.08 | Excavating trenches of required width for pipes, cables, etc including excavation for sockets, and dressing of sides, ramming of bottoms, depth upto 1.5 m, including getting out the excavated soil, and then returning the soil as required, in layers not exceeding 20 cm in depth, including consolidating each deposited layer by ramming, watering, etc. and disposing of surplus excavated soil as directed, within a lead of 50 m : | item no.9
1.09 | All kinds of soil | item no.10 | [52 empty] | 1.09 | All kinds of soil | item no.10
1.1 | Pipes, cables etc, not exceeding 80 mm dia. | item no.11 | 15 | metre | 255.55 |  |  | Excess(+) | 1 | Full Conversion | INR | [40 empty] | 3833 | 3833 | INR Three Thousand Eight Hundred & Thirty Three Only | 1.1 | Pipes, cables etc, not exceeding 80 mm dia. | item no.11 | 15 | metre
1.11 | Pipes, cables etc. exceeding 80 mm dia. But not exceeding 300 mm dia | item no.12 | 15 | metre | 417.35 |  |  | Excess(+) | 1 | Full Conversion | INR | [40 empty] | 6260 | 6260 | INR Six Thousand Two Hundred & Sixty Only | 1.11 | Pipes, cables etc. exceeding 80 mm dia. But not exceeding 300 mm dia | item no.12 | 15 | metre
1.12 | Pipes, cables etc. exceeding 300 mm dia but not exceeding 600 mm | item no.13 | 15 | metre | 651.55 |  |  | Excess(+) | 1 | Full Conversion | INR | [40 empty] | 9773 | 9773 | INR Nine Thousand Seven Hundred & Seventy Three Only | 1.12 | Pipes, cables etc. exceeding 300 mm dia but not exceeding 600 mm | item no.13 | 15 | metre
1.13 | Filling available excavated earth (excluding rock) in trenches, plinth, sides of foundations etc. in layers not exceeding 20cm in depth, consolidating each deposited layer by ramming and watering, lead up to 50 m and lift upto 1.5 m. | item no.14 | 15 | cum | 253.95 |  |  | Excess(+) | 1 | Full Conversion | INR | [40 empty] | 3809 | 3809 | INR Three Thousand Eight Hundred & Nine Only | 1.13 | Filling available excavated earth (excluding rock) in trenches, plinth, sides of foundations etc. in layers not exceeding 20cm in depth, consolidating each deposited layer by ramming and watering, lead up to 50 m and lift upto 1.5 m. | item no.14 | 15 | cum
1.14 | Supplying and filling in plinth with sand under floors, including watering, ramming, consolidating and dressing complete. | item no.15 | 3 | cum | 2161.2 |  |  | Excess(+) | 1 | Full Conversion | INR | [40 empty] | 6484 | 6484 | INR Six Thousand Four Hundred & Eighty Four Only | 1.14 | Supplying and filling in plinth with sand under floors, including watering, ramming, consolidating and dressing complete. | item no.15 | 3 | cum
1.15 | Surface dressing of the ground including removing vegetation and in-equalities not exceeding 15 cm deep and disposal of rubbish, lead up to 50 m and lift up to 1.5 m. | item no.16 | [52 empty] | 1.15 | Surface dressing of the ground including removing vegetation and in-equalities not exceeding 15 cm deep and disposal of rubbish, lead up to 50 m and lift up to 1.5 m. | item no.16
1.16 | All kinds of soil | item no.17 | 400 | sqm | 28.15 |  |  | Excess(+) | 1 | Full Conversion | INR | [40 empty] | 11260 | 11260 | INR Eleven Thousand Two Hundred & Sixty Only | 1.16 | All kinds of soil | item no.17 | 400 | sqm
1.17 | Excavating holes more than 0.10 cum & upto 0.5 cum including getting out the excavated soil, then returning the soil as required in layers not exceeding 20cm in depth, including consolidating each deposited layer by ramming, watering etc, disposing of surplus excavated soil, as directed within a lead of 50 m and lift upto 1.5 m. | item no.18 | [52 empty] | 1.17 | Excavating holes more than 0.10 cum & upto 0.5 cum including getting out the excavated soil, then returning the soil as required in layers not exceeding 20cm in depth, including consolidating each deposited layer by ramming, watering etc, disposing of surplus excavated soil, as directed within a lead of 50 m and lift upto 1.5 m. | item no.18
1.18 | All kinds of soil | item no.19 | 20 | each | 89.9 |  |  | Excess(+) | 1 | Full Conversion | INR | [40 empty] | 1798 | 1798 | INR One Thousand Seven Hundred & Ninety Eight Only | 1.18 | All kinds of soil | item no.19 | 20 | each
1.19 | Clearing jungle including uprooting of rank vegetation, grass, brush wood, trees and saplings of girth up to 30 cm measured at a height of 1 m above ground level and removal of rubbish up to a distance of 50 m outside the periphery of the area cleared. | item no.20 | 100 | sqm | 14.5 |  |  | Excess(+) | 1 | Full Conversion | INR | [40 empty] | 1450 | 1450 | INR One Thousand Four Hundred & Fifty Only | 1.19 | Clearing jungle including uprooting of rank vegetation, grass, brush wood, trees and saplings of girth up to 30 cm measured at a height of 1 m above ground level and removal of rubbish up to a distance of 50 m outside the periphery of the area cleared. | item no.20 | 100 | sqm
1.2 | Clearing grass and removal of the rubbish up to a distance of 50 m outside the periphery of the area cleared. | item no.21 | 100 | sqm | 7.4 |  |  | Excess(+) | 1 | Full Conversion | INR | [40 empty] | 740 | 740 | INR Seven Hundred & Forty Only | 1.2 | Clearing grass and removal of the rubbish up to a distance of 50 m outside the periphery of the area cleared. | item no.21 | 100 | sqm
1.21 | CEMENT CONCRETE (CAST IN SITU) | item no.22 | [52 empty] | 1.21 | CEMENT CONCRETE (CAST IN SITU) | item no.22
1.22 | Providing and laying in position cement concrete of specified grade excluding the cost of centering and shuttering - All work up to plinth level : | item no.23 | [52 empty] | 1.22 | Providing and laying in position cement concrete of specified grade excluding the cost of centering and shuttering - All work up to plinth level : | item no.23
1.23 | 1:2:4 (1 cement : 2 coarse sand (zone-III) derived from natural sources : 4 graded stone aggregate 20 mm nominal size derived from natural sources) | item no.24 | 2 | cum | 7365.15 |  |  | Excess(+) | 1 | Full Conversion | INR | [40 empty] | 14730 | 14730 | INR Fourteen Thousand Seven Hundred & Thirty Only | 1.23 | 1:2:4 (1 cement : 2 coarse sand (zone-III) derived from natural sources : 4 graded stone aggregate 20 mm nominal size derived from natural sources) | item no.24 | 2 | cum
1.24 | 1:4:8 (1 Cement : 4 coarse sand (zone-III) derived from natural sources : 8 graded stone aggregate 40 mm nominal size derived from natural sources) | item no.25 | 2 | cum | 6326.05 |  |  | Excess(+) | 1 | Full Conversion | INR | [40 empty] | 12652 | 12652 | INR Twelve Thousand Six Hundred & Fifty Two Only | 1.24 | 1:4:8 (1 Cement : 4 coarse sand (zone-III) derived from natural sources : 8 graded stone aggregate 40 mm nominal size derived from natural sources) | item no.25 | 2 | cum
1.25 | Providing and laying cement concrete in retaining walls, return walls, walls (any thickness) including attached pilasters, columns, piers, abutments, pillars, posts, struts, buttresses, string or lacing courses, parapets, coping, bed blocks, anchor blocks, plain window sills, fillets, sunken floor etc., up to floor five level, excluding the cost of centering, shuttering and finishing: | item no.26 | [52 empty] | 1.25 | Providing and laying cement concrete in retaining walls, return walls, walls (any thickness) including attached pilasters, columns, piers, abutments, pillars, posts, struts, buttresses, string or lacing courses, parapets, coping, bed blocks, anchor blocks, plain window sills, fillets, sunken floor etc., up to floor five level, excluding the cost of centering, shuttering and finishing: | item no.26
1.26 | 1:1½:3 (1 cement : 1½ coarse sand (zone-III) derived from natural sources : 3 graded stone aggregate 20 mm nominal size derived from natural sources). | item no.27 | 2 | cum | 9793.75 |  |  | Excess(+) | 1 | Full Conversion | INR | [40 empty] | 19588 | 19588 | INR Nineteen Thousand Five Hundred & Eighty Eight Only | 1.26 | 1:1½:3 (1 cement : 1½ coarse sand (zone-III) derived from natural sources : 3 graded stone aggregate 20 mm nominal size derived from natural sources). | item no.27 | 2 | cum
1.27 | Centering and shuttering including strutting, propping etc. and removal of form work for : | item no.28 | [52 empty] | 1.27 | Centering and shuttering including strutting, propping etc. and removal of form work for : | item no.28
1.28 | Retaining walls, return walls, walls (any thickness) including attached pilasters, buttresses, plinth and string courses fillets, kerbs and steps etc. | item no.29 | 6 | sqm | 669.55 |  |  | Excess(+) | 1 | Full Conversion | INR | [40 empty] | 4017 | 4017 | INR Four Thousand &Seventeen Only | 1.28 | Retaining walls, return walls, walls (any thickness) including attached pilasters, buttresses, plinth and string courses fillets, kerbs and steps etc. | item no.29 | 6 | sqm
1.29 | Providing and laying cement concrete in kerbs, steps and the like at or near ground level excluding the cost of centering, shuttering and finishing. | item no.30 | [52 empty] | 1.29 | Providing and laying cement concrete in kerbs, steps and the like at or near ground level excluding the cost of centering, shuttering and finishing. | item no.30
1.3 | 1:1½:3 (1 Cement: 1½ coarse sand(zone-III) derived from natural sources : 3 graded stone aggregate 20 mm nominal size derived from natural sources) | item no.31 | 5 | cum | 7783.65 |  |  | Excess(+) | 1 | Full Conversion | INR | [40 empty] | 38918 | 38918 | INR Thirty Eight Thousand Nine Hundred & Eighteen Only | 1.3 | 1:1½:3 (1 Cement: 1½ coarse sand(zone-III) derived from natural sources : 3 graded stone aggregate 20 mm nominal size derived from natural sources) | item no.31 | 5 | cum
1.31 | Providing and fixing up to floor five level precast cement concrete string or lacing courses, copings, bed plates, anchor blocks, plain window sills, shelves, louvers, steps, stair cases, etc., including hoisting and setting in position with cement mortar 1:3 (1 Cement : 3 coarse sand), cost of required Centering complete. | item no.32 | [52 empty] | 1.31 | Providing and fixing up to floor five level precast cement concrete string or lacing courses, copings, bed plates, anchor blocks, plain window sills, shelves, louvers, steps, stair cases, etc., including hoisting and setting in position with cement mortar 1:3 (1 Cement : 3 coarse sand), cost of required Centering complete. | item no.32
1.32 | 1:1.5:3 (1 cement : 1.5 coarse sand(zone-III) derived from natural sources : 3 graded stone aggregate 20mm nominal size derived from natural sources) | item no.33 | 5 | cum | 9277.75 |  |  | Excess(+) | 1 | Full Conversion | INR | [40 empty] | 46389 | 46389 | INR Forty Six Thousand Three Hundred & Eighty Nine Only | 1.32 | 1:1.5:3 (1 cement : 1.5 coarse sand(zone-III) derived from natural sources : 3 graded stone aggregate 20mm nominal size derived from natural sources) | item no.33 | 5 | cum
1.33 | Providing and fixing at or near ground level precast cement concrete in kerbs, edgings etc. as per approved pattern and setting in position with cement mortar 1:3 (1 Cement : 3 coarse sand), including the cost of required centering, shuttering complete. | item no.34 | [52 empty] | 1.33 | Providing and fixing at or near ground level precast cement concrete in kerbs, edgings etc. as per approved pattern and setting in position with cement mortar 1:3 (1 Cement : 3 coarse sand), including the cost of required centering, shuttering complete. | item no.34
1.34 | 1:1½:3 (1 Cement: 1½ coarse sand(zone-III) derived from natural sources: 3 graded stone aggregate 20 mm nominal size derived from natural sources). | item no.35 | 2 | cum | 8130.65 |  |  | Excess(+) | 1 | Full Conversion | INR | [40 empty] | 16261 | 16261 | INR Sixteen Thousand Two Hundred & Sixty One Only | 1.34 | 1:1½:3 (1 Cement: 1½ coarse sand(zone-III) derived from natural sources: 3 graded stone aggregate 20 mm nominal size derived from natural sources). | item no.35 | 2 | cum
1.35 | Providing and laying damp-proof course 40mm thick with cement concrete 1:2:4 (1 cement : 2 coarse sand (zone-III) derived from natural sources : 4 graded stone aggregate 12.5mm nominal size derived from natural sources) | item no.36 | 15 | sqm | 370.85 |  |  | Excess(+) | 1 | Full Conversion | INR | [40 empty] | 5563 | 5563 | INR Five Thousand Five Hundred & Sixty Three Only | 1.35 | Providing and laying damp-proof course 40mm thick with cement concrete 1:2:4 (1 cement : 2 coarse sand (zone-III) derived from natural sources : 4 graded stone aggregate 12.5mm nominal size derived from natural sources) | item no.36 | 15 | sqm
1.36 | Extra for providing and mixing water proofing material in cement concrete work in doses by weight of cement as per manufacturer's specification. | item no.37 | 15 | per 50kg cement | 57.15 |  |  | Excess(+) | 1 | Full Conversion | INR | [40 empty] | 857 | 857 | INR Eight Hundred & Fifty Seven Only | 1.36 | Extra for providing and mixing water proofing material in cement concrete work in doses by weight of cement as per manufacturer's specification. | item no.37 | 15 | per 50kg cement
1.37 | Providing & applying a coat of residual petroleum bitumen of grade of VG-10 of approved quality using 1.7kg per square metre on damp proof course after cleaning the surface with brushes and finally with apiece of cloth lightly soaked in kerosene oil. | item no.38 | 15 | sqm | 113.85 |  |  | Excess(+) | 1 | Full Conversion | INR | [40 empty] | 1708 | 1708 | INR One Thousand Seven Hundred & Eight Only | 1.37 | Providing & applying a coat of residual petroleum bitumen of grade of VG-10 of approved quality using 1.7kg per square metre on damp proof course after cleaning the surface with brushes and finally with apiece of cloth lightly soaked in kerosene oil. | item no.38 | 15 | sqm
1.38 | Making plinth protection 50mm thick of cement concrete 1:3:6 (1 cement : 3 coarse sand (zone-III) derived from natural sources : 6 graded stone aggregate 20 mm nominal size derived from natural sources) over 75mm thick bed of dry brick ballast 40 mm nominal size, well rammed and consolidated and grouted with fine sand, including necessary excavation, levelling & dressing & finishing the top smooth. | item no.39 | 75 | sqm | 681.65 |  |  | Excess(+) | 1 | Full Conversion | INR | [40 empty] | 51124 | 51124 | INR Fifty One Thousand One Hundred & Twenty Four Only | 1.38 | Making plinth protection 50mm thick of cement concrete 1:3:6 (1 cement : 3 coarse sand (zone-III) derived from natural sources : 6 graded stone aggregate 20 mm nominal size derived from natural sources) over 75mm thick bed of dry brick ballast 40 mm nominal size, well rammed and consolidated and grouted with fine sand, including necessary excavation, levelling & dressing & finishing the top smooth. | item no.39 | 75 | sqm
1.39 | REINFORCED CEMENT CONCRETE | item no.40 | [52 empty] | 1.39 | REINFORCED CEMENT CONCRETE | item no.40
1.4 | Providing and laying in position specified grade of reinforced cement concrete, excluding the cost of centering, shuttering, finishing and reinforcement - All work up to plinth level : | item no.41 | [52 empty] | 1.4 | Providing and laying in position specified grade of reinforced cement concrete, excluding the cost of centering, shuttering, finishing and reinforcement - All work up to plinth level : | item no.41
1.41 | 1:1.5:3 (1 cement : 1.5 coarse sand (zone-III) derived from natural sources : 3 graded stone aggregate 20 mm nominal size de rived from natural sources) | item no.42 | 3 | cum | 8364.2 |  |  | Excess(+) | 1 | Full Conversion | INR | [40 empty] | 25093 | 25093 | INR Twenty Five Thousand &Ninety Three Only | 1.41 | 1:1.5:3 (1 cement : 1.5 coarse sand (zone-III) derived from natural sources : 3 graded stone aggregate 20 mm nominal size de rived from natural sources) | item no.42 | 3 | cum
1.42 | 1:2:4 (1 cement : 2 coarse sand (zone-III) derived from natural sources : 4 graded stone aggregate 20 mm nominal size de rived from natural sources) | item no.43 | 3 | cum | 7945.65 |  |  | Excess(+) | 1 | Full Conversion | INR | [40 empty] | 23837 | 23837 | INR Twenty Three Thousand Eight Hundred & Thirty Seven Only | 1.42 | 1:2:4 (1 cement : 2 coarse sand (zone-III) derived from natural sources : 4 graded stone aggregate 20 mm nominal size de rived from natural sources) | item no.43 | 3 | cum
1.43 | Reinforced cement concrete work in walls (any thickness), including attached pilasters, buttresses, plinth and string courses, fillets, columns, pillars, piers, abutments, posts and struts etc. above plinth level up to floor five level, excluding cost of centering, shuttering, finishing and reinforcement : | item no.44 | [52 empty] | 1.43 | Reinforced cement concrete work in walls (any thickness), including attached pilasters, buttresses, plinth and string courses, fillets, columns, pillars, piers, abutments, posts and struts etc. above plinth level up to floor five level, excluding cost of centering, shuttering, finishing and reinforcement : | item no.44
1.44 | 1:1.5:3 (1 cement : 1.5 coarse sand(zone-III) derived from natu- ral sources : 3 graded stone aggregate 20 mm nominal size derived from natural sources) | item no.45 | 3 | cum | 10185.05 |  |  | Excess(+) | 1 | Full Conversion | INR | [40 empty] | 30555 | 30555 | INR Thirty Thousand Five Hundred & Fifty Five Only | 1.44 | 1:1.5:3 (1 cement : 1.5 coarse sand(zone-III) derived from natu- ral sources : 3 graded stone aggregate 20 mm nominal size derived from natural sources) | item no.45 | 3 | cum
1.45 | Reinforced cement concrete work in beams, suspended floors, roofs having slope up to 15° landings, balconies, shelves, chajjas, lintels, bands, plain window sills, staircases and spiral stair cases above plinth level up to floor five level, excluding the cost of centering, shuttering, finishing and reinforcement with 1:1.5:3 (1 cement : 1.5 coarse sand(zone-III) derived from natural sources : 3 graded stone aggregate 20 mm nominal size derived from natural sources). | item no.46 | 7 | cum | 10719.3 |  |  | Excess(+) | 1 | Full Conversion | INR | [40 empty] | 75035 | 75035 | INR Seventy Five Thousand &Thirty Five Only | 1.45 | Reinforced cement concrete work in beams, suspended floors, roofs having slope up to 15° landings, balconies, shelves, chajjas, lintels, bands, plain window sills, staircases and spiral stair cases above plinth level up to floor five level, excluding the cost of centering, shuttering, finishing and reinforcement with 1:1.5:3 (1 cement : 1.5 coarse sand(zone-III) derived from natural sources : 3 graded stone aggregate 20 mm nominal size derived from natural sources). | item no.46 | 7 | cum
1.46 | Centering and shuttering including strutting, propping etc. and removal of form for | item no.47 | [52 empty] | 1.46 | Centering and shuttering including strutting, propping etc. and removal of form for | item no.47
1.47 | Foundations, footings, bases of columns, etc. for mass concrete | item no.48 | 7 | sqm | 307.95 |  |  | Excess(+) | 1 | Full Conversion | INR | [40 empty] | 2156 | 2156 | INR Two Thousand One Hundred & Fifty Six Only | 1.47 | Foundations, footings, bases of columns, etc. for mass concrete | item no.48 | 7 | sqm
1.48 | Walls (any thickness) including attached pilasters, butteresses, plinth and string courses etc. | item no.49 | 7 | sqm | 669.55 |  |  | Excess(+) | 1 | Full Conversion | INR | [40 empty] | 4687 | 4687 | INR Four Thousand Six Hundred & Eighty Seven Only | 1.48 | Walls (any thickness) including attached pilasters, butteresses, plinth and string courses etc. | item no.49 | 7 | sqm
1.49 | Suspended floors, roofs, landings, balconies and access platform | item no.50 | 7 | sqm | 766.55 |  |  | Excess(+) | 1 | Full Conversion | INR | [40 empty] | 5366 | 5366 | INR Five Thousand Three Hundred & Sixty Six Only | 1.49 | Suspended floors, roofs, landings, balconies and access platform | item no.50 | 7 | sqm
1.5 | Shelves (Cast in situ) | item no.51 | 55 | sqm | 766.55 |  |  | Excess(+) | 1 | Full Conversion | INR | [40 empty] | 42160 | 42160 | INR Forty Two Thousand One Hundred & Sixty Only | 1.5 | Shelves (Cast in situ) | item no.51 | 55 | sqm
1.51 | Lintels, beams, plinth beams, girders, bressumers and cantilevers | item no.52 | 6 | sqm | 608.35 |  |  | Excess(+) | 1 | Full Conversion | INR | [40 empty] | 3650 | 3650 | INR Three Thousand Six Hundred & Fifty Only | 1.51 | Lintels, beams, plinth beams, girders, bressumers and cantilevers | item no.52 | 6 | sqm
1.52 | Columns, Pillars, Piers, Abutments, Posts and Struts | item no.53 | 7 | sqm | 804.25 |  |  | Excess(+) | 1 | Full Conversion | INR | [40 empty] | 5630 | 5630 | INR Five Thousand Six Hundred & Thirty Only | 1.52 | Columns, Pillars, Piers, Abutments, Posts and Struts | item no.53 | 7 | sqm
1.53 | Stairs, (excluding landings) except spiral-staircases | item no.54 | 5 | sqm | 657.75 |  |  | Excess(+) | 1 | Full Conversion | INR | [40 empty] | 3289 | 3289 | INR Three Thousand Two Hundred & Eighty Nine Only | 1.53 | Stairs, (excluding landings) except spiral-staircases | item no.54 | 5 | sqm
1.54 | Extra for shuttering in circular work (20% of respective centering and shuttering items) | item no.55 | 5 | sqm | 0.2 |  |  | Excess(+) | 1 | Full Conversion | INR | [40 empty] | 1 | 1 | INR One Only | 1.54 | Extra for shuttering in circular work (20% of respective centering and shuttering items) | item no.55 | 5 | sqm
1.55 | Small lintels not exceeding 1.5 m clear span, moulding as in cornices, window sills, string courses, bands, copings, bed plates, anchor blocks and the like | item no.56 | 5 | sqm | 307.95 |  |  | Excess(+) | 1 | Full Conversion | INR | [40 empty] | 1540 | 1540 | INR One Thousand Five Hundred & Forty Only | 1.55 | Small lintels not exceeding 1.5 m clear span, moulding as in cornices, window sills, string courses, bands, copings, bed plates, anchor blocks and the like | item no.56 | 5 | sqm
1.56 | Edges of slabs and breaks in floors and walls | item no.57 | [52 empty] | 1.56 | Edges of slabs and breaks in floors and walls | item no.57
1.57 | Under 20 cm wide | item no.58 | 5 | metre | 181.9 |  |  | Excess(+) | 1 | Full Conversion | INR | [40 empty] | 910 | 910 | INR Nine Hundred & Ten Only | 1.57 | Under 20 cm wide | item no.58 | 5 | metre
1.58 | Above 20 cm wide | item no.59 | 5 | sqm | 772.1 |  |  | Excess(+) | 1 | Full Conversion | INR | [40 empty] | 3861 | 3861 | INR Three Thousand Eight Hundred & Sixty One Only | 1.58 | Above 20 cm wide | item no.59 | 5 | sqm
1.59 | Weather shade, Chajjas, corbels etc., including edges | item no.60 | 5 | sqm | 814.95 |  |  | Excess(+) | 1 | Full Conversion | INR | [40 empty] | 4075 | 4075 | INR Four Thousand &Seventy Five Only | 1.59 | Weather shade, Chajjas, corbels etc., including edges | item no.60 | 5 | sqm
1.6 | Providing and fixing tie bolt, spring coil and plastic cone in wall shuttering complete as per the direction of Engineer-in-charge. | item no.61 | [52 empty] | 1.6 | Providing and fixing tie bolt, spring coil and plastic cone in wall shuttering complete as per the direction of Engineer-in-charge. | item no.61
1.61 | 12 mm dia. & 100 mm length | item no.62 | 5 | each set | 135.75 |  |  | Excess(+) | 1 | Full Conversion | INR | [40 empty] | 679 | 679 | INR Six Hundred & Seventy Nine Only | 1.61 | 12 mm dia. & 100 mm length | item no.62 | 5 | each set
1.62 | 20 mm dia. & 150 mm length | item no.63 | 5 | each set | 161.15 |  |  | Excess(+) | 1 | Full Conversion | INR | [40 empty] | 806 | 806 | INR Eight Hundred & Six Only | 1.62 | 20 mm dia. & 150 mm length | item no.63 | 5 | each set
1.63 | Extra for additional height in centering, shuttering where ever required with adequate bracing, propping etc., including cost of de-shuttering and decentering at all levels, over a height of 3.5 m, for every additional height of 1 metre or part thereof (Plan area to be measured). | item no.64 | [52 empty] | 1.63 | Extra for additional height in centering, shuttering where ever required with adequate bracing, propping etc., including cost of de-shuttering and decentering at all levels, over a height of 3.5 m, for every additional height of 1 metre or part thereof (Plan area to be measured). | item no.64
1.64 | Suspended floors, roofs, landing, beams and balconies (Plan area to be measured) | item no.65 | 3 | sqm | 319.25 |  |  | Excess(+) | 1 | Full Conversion | INR | [40 empty] | 958 | 958 | INR Nine Hundred & Fifty Eight Only | 1.64 | Suspended floors, roofs, landing, beams and balconies (Plan area to be measured) | item no.65 | 3 | sqm
1.65 | Providing, hoisting and fixing above plinth level up to floor five level precast reinforced cement concrete in lintels, beams and bressumers, including setting in cement mortar 1:3 (1 cement : 3 coarse sand), cost of required centering and shuttering but , excluding the cost of reinforcement, with 1:1.5:3 (1 cement : 1.5 coarse sand (zone-III) derived from natural sources : 3 graded stone aggregate 20 mm nominal size derived from natural sources) | item no.66 | 3 | cum | 12321.25 |  |  | Excess(+) | 1 | Full Conversion | INR | [40 empty] | 36964 | 36964 | INR Thirty Six Thousand Nine Hundred & Sixty Four Only | 1.65 | Providing, hoisting and fixing above plinth level up to floor five level precast reinforced cement concrete in lintels, beams and bressumers, including setting in cement mortar 1:3 (1 cement : 3 coarse sand), cost of required centering and shuttering but , excluding the cost of reinforcement, with 1:1.5:3 (1 cement : 1.5 coarse sand (zone-III) derived from natural sources : 3 graded stone aggregate 20 mm nominal size derived from natural sources) | item no.66 | 3 | cum
1.66 | Steel reinforcement for R.C.C. work including straightening, cutting, bending, placing in position and binding all complete upto plinth level. | item no.67 | [52 empty] | 1.66 | Steel reinforcement for R.C.C. work including straightening, cutting, bending, placing in position and binding all complete upto plinth level. | item no.67
1.67 | Mild steel and Medium Tensile steel bars | item no.68 | 50 | kg | 88.95 |  |  | Excess(+) | 1 | Full Conversion | INR | [40 empty] | 4448 | 4448 | INR Four Thousand Four Hundred & Forty Eight Only | 1.67 | Mild steel and Medium Tensile steel bars | item no.68 | 50 | kg
1.68 | Thermo-Mechanically Treated bars of grade Fe-500D or more. | item no.69 | 50 | kg | 89.65 |  |  | Excess(+) | 1 | Full Conversion | INR | [40 empty] | 4483 | 4483 | INR Four Thousand Four Hundred & Eighty Three Only | 1.68 | Thermo-Mechanically Treated bars of grade Fe-500D or more. | item no.69 | 50 | kg
1.69 | Steel reinforcement for R.C.C. work including straightening, cutting, bending, placing in position and binding all complete above plinth level. | item no.70 | [52 empty] | 1.69 | Steel reinforcement for R.C.C. work including straightening, cutting, bending, placing in position and binding all complete above plinth level. | item no.70
1.7 | Thermo-Mechanically Treated bars of grade Fe-500D or more. | item no.71 | 2000 | kg | 89.65 |  |  | Excess(+) | 1 | Full Conversion | INR | [40 empty] | 179300 | 179300 | INR One Lakh Seventy Nine Thousand Three Hundred Only | 1.7 | Thermo-Mechanically Treated bars of grade Fe-500D or more. | item no.71 | 2000 | kg
1.71 | MASONRY WORK | item no.72 | [52 empty] | 1.71 | MASONRY WORK | item no.72
1.72 | Brick work with common burnt clay F.P.S. (non modular) bricks of class designation 7.5 in foundation and plinth in: | item no.73 | [52 empty] | 1.72 | Brick work with common burnt clay F.P.S. (non modular) bricks of class designation 7.5 in foundation and plinth in: | item no.73
1.73 | Cement mortar 1:6 (1 cement : 6 coarse sand) | item no.74 | 7 | cum | 6658.25 |  |  | Excess(+) | 1 | Full Conversion | INR | [40 empty] | 46608 | 46608 | INR Forty Six Thousand Six Hundred & Eight Only | 1.73 | Cement mortar 1:6 (1 cement : 6 coarse sand) | item no.74 | 7 | cum
1.74 | Brick work with common burnt clay F.P.S. (non modular) bricks of class designation 7.5 in superstructure above plinth level up to floor V level in all shapes and sizes in : | item no.75 | [52 empty] | 1.74 | Brick work with common burnt clay F.P.S. (non modular) bricks of class designation 7.5 in superstructure above plinth level up to floor V level in all shapes and sizes in : | item no.75
1.75 | Cement mortar 1:6 (1 cement : 6 coarse sand) | item no.76 | 7 | cum | 8288.35 |  |  | Excess(+) | 1 | Full Conversion | INR | [40 empty] | 58018 | 58018 | INR Fifty Eight Thousand &Eighteen Only | 1.75 | Cement mortar 1:6 (1 cement : 6 coarse sand) | item no.76 | 7 | cum
1.76 | Brick work 7 cm thick with common burnt clay F.P.S. (non modular) brick of class designation 7.5 in cement mortar 1:3 (1 cement : 3 coarse sand) in superstructure above plinth level and upto floor five level. | item no.77 | 15 | sqm | 819.15 |  |  | Excess(+) | 1 | Full Conversion | INR | [40 empty] | 12287 | 12287 | INR Twelve Thousand Two Hundred & Eighty Seven Only | 1.76 | Brick work 7 cm thick with common burnt clay F.P.S. (non modular) brick of class designation 7.5 in cement mortar 1:3 (1 cement : 3 coarse sand) in superstructure above plinth level and upto floor five level. | item no.77 | 15 | sqm
1.77 | Half brick masonry with common burnt clay F.P.S. (non modular) bricks of class designation 7.5 in foundations and plinth in : | item no.78 | [52 empty] | 1.77 | Half brick masonry with common burnt clay F.P.S. (non modular) bricks of class designation 7.5 in foundations and plinth in : | item no.78
1.78 | cement mortar 1:4 (1 cement : 4 coarse sand) | item no.79 | 3 | sqm | 837.85 |  |  | Excess(+) | 1 | Full Conversion | INR | [40 empty] | 2514 | 2514 | INR Two Thousand Five Hundred & Fourteen Only | 1.78 | cement mortar 1:4 (1 cement : 4 coarse sand) | item no.79 | 3 | sqm
1.79 | Half brick masonry with common burnt clay F.P.S. (non modular) bricks of class designation 7.5 in superstructure above plinth level up to floor V level. | item no.80 | [52 empty] | 1.79 | Half brick masonry with common burnt clay F.P.S. (non modular) bricks of class designation 7.5 in superstructure above plinth level up to floor V level. | item no.80
1.8 | Cement mortar 1:4 (1 cement :4 coarse sand) | item no.81 | 35 | sqm | 1018.05 |  |  | Excess(+) | 1 | Full Conversion | INR | [40 empty] | 35632 | 35632 | INR Thirty Five Thousand Six Hundred & Thirty Two Only | 1.8 | Cement mortar 1:4 (1 cement :4 coarse sand) | item no.81 | 35 | sqm
1.81 | Brick work with common burnt clay selected F.P.S. (non modular) bricks of class designation 7.5 in exposed brick work including making horizontal and vertical grooves 10 mm wide 12 mm deep complete in cement mortar 1:6 (1 cement : 6 coarse sand) | item no.82 | [52 empty] | 1.81 | Brick work with common burnt clay selected F.P.S. (non modular) bricks of class designation 7.5 in exposed brick work including making horizontal and vertical grooves 10 mm wide 12 mm deep complete in cement mortar 1:6 (1 cement : 6 coarse sand) | item no.82
1.82 | Above plinth level upto floor V level | item no.83 | 9 | cum | 8565.95 |  |  | Excess(+) | 1 | Full Conversion | INR | [40 empty] | 77094 | 77094 | INR Seventy Seven Thousand &Ninety Four Only | 1.82 | Above plinth level upto floor V level | item no.83 | 9 | cum
1.83 | Brick edging 7cm wide 11.4 cm deep to plinth protection with common burnt clay F.P.S. (non modular) bricks of class designation 7.5 including grouting with cement mortar 1:4 (1 cement : 4 fine sand). | item no.84 | 75 | metre | 55.8 |  |  | Excess(+) | 1 | Full Conversion | INR | [40 empty] | 4185 | 4185 | INR Four Thousand One Hundred & Eighty Five Only | 1.83 | Brick edging 7cm wide 11.4 cm deep to plinth protection with common burnt clay F.P.S. (non modular) bricks of class designation 7.5 including grouting with cement mortar 1:4 (1 cement : 4 fine sand). | item no.84 | 75 | metre
1.84 | STONE WORK | item no.85 | [52 empty] | 1.84 | STONE WORK | item no.85
1.85 | Stone tile work for wall lining upto 10 m height with special adhesive over 12 mm thick bed of cement mortar 1:3 (1 cement : 3 coarse sand), including pointing in white cement with an admixture of pigment to match the stone shade. | item no.86 | [52 empty] | 1.85 | Stone tile work for wall lining upto 10 m height with special adhesive over 12 mm thick bed of cement mortar 1:3 (1 cement : 3 coarse sand), including pointing in white cement with an admixture of pigment to match the stone shade. | item no.86
1.86 | 8mm thick (mirror polished and machine cut edge) | item no.87 | [52 empty] | 1.86 | 8mm thick (mirror polished and machine cut edge) | item no.87
1.87 | Granite stone of any colour and shade | item no.88 | 50 | sqm | 2675.7 |  |  | Excess(+) | 1 | Full Conversion | INR | [40 empty] | 133785 | 133785 | INR One Lakh Thirty Three Thousand Seven Hundred & Eighty Five Only | 1.87 | Granite stone of any colour and shade | item no.88 | 50 | sqm
1.88 | Raj Nagar plain white marble/ Udaipur green marble/ Zebra black marble | item no.89 | 50 | sqm | 2346.55 |  |  | Excess(+) | 1 | Full Conversion | INR | [40 empty] | 117328 | 117328 | INR One Lakh Seventeen Thousand Three Hundred & Twenty Eight Only | 1.88 | Raj Nagar plain white marble/ Udaipur green marble/ Zebra black marble | item no.89 | 50 | sqm
1.89 | CLADDING WORK | item no.90 | [52 empty] | 1.89 | CLADDING WORK | item no.90
1.9 | Providing and fixing 18 mm thick gang saw cut, mirror polished, premoulded and prepolished, machine cut for kitchen platforms, vanity counters, window sills, facias and similar locations of required size, approved shade, colour and texture laid over 20 mm thick base cement mortar 1:4 (1 cement : 4 coarse sand), joints treated with white cement, mixed with matching pigment, epoxy touch ups, including rubbing, curing, moulding and polishing to edges to give high gloss finish etc. complete at all levels. | item no.91 | [52 empty] | 1.9 | Providing and fixing 18 mm thick gang saw cut, mirror polished, premoulded and prepolished, machine cut for kitchen platforms, vanity counters, window sills, facias and similar locations of required size, approved shade, colour and texture laid over 20 mm thick base cement mortar 1:4 (1 cement : 4 coarse sand), joints treated with white cement, mixed with matching pigment, epoxy touch ups, including rubbing, curing, moulding and polishing to edges to give high gloss finish etc. complete at all levels. | item no.91
1.91 | Raj Nagar Plain white marble/ Udaipur green marble/ Zebra black marble | item no.92 | [52 empty] | 1.91 | Raj Nagar Plain white marble/ Udaipur green marble/ Zebra black marble | item no.92
1.92 | Area of slab upto 0.50 sqm | item no.93 | 10 | sqm | 2906.45 |  |  | Excess(+) | 1 | Full Conversion | INR | [40 empty] | 29065 | 29065 | INR Twenty Nine Thousand &Sixty Five Only | 1.92 | Area of slab upto 0.50 sqm | item no.93 | 10 | sqm
1.93 | Area of slab over 0.50 sqm | item no.94 | 10 | sqm | 2639.45 |  |  | Excess(+) | 1 | Full Conversion | INR | [40 empty] | 26395 | 26395 | INR Twenty Six Thousand Three Hundred & Ninety Five Only | 1.93 | Area of slab over 0.50 sqm | item no.94 | 10 | sqm
1.94 | Granite stone slab colour black, Cherry/Ruby red | item no.95 | [52 empty] | 1.94 | Granite stone slab colour black, Cherry/Ruby red | item no.95
1.95 | Area of slab upto 0.50 sqm | item no.96 | 7 | sqm | 4679.35 |  |  | Excess(+) | 1 | Full Conversion | INR | [40 empty] | 32755 | 32755 | INR Thirty Two Thousand Seven Hundred & Fifty Five Only | 1.95 | Area of slab upto 0.50 sqm | item no.96 | 7 | sqm
1.96 | Area of slab over 0.50 sqm | item no.97 | 3 | sqm | 4425.35 |  |  | Excess(+) | 1 | Full Conversion | INR | [40 empty] | 13276 | 13276 | INR Thirteen Thousand Two Hundred & Seventy Six Only | 1.96 | Area of slab over 0.50 sqm | item no.97 | 3 | sqm
1.97 | Providing edge moulding to 18 mm thick marble stone counters, Vanities etc., including machine polishing to edge to give high gloss finish etc. complete as per design approved by Engineer-in-Charge. | item no.98 | [52 empty] | 1.97 | Providing edge moulding to 18 mm thick marble stone counters, Vanities etc., including machine polishing to edge to give high gloss finish etc. complete as per design approved by Engineer-in-Charge. | item no.98
1.98 | Marble work | item no.99 | 10 | metre | 244.9 |  |  | Excess(+) | 1 | Full Conversion | INR | [40 empty] | 2449 | 2449 | INR Two Thousand Four Hundred & Forty Nine Only | 1.98 | Marble work | item no.99 | 10 | metre
1.99 | Granite work | item no.100 | 15 | metre | 418.85 |  |  | Excess(+) | 1 | Full Conversion | INR | [40 empty] | 6283 | 6283 | INR Six Thousand Two Hundred & Eighty Three Only | 1.99 | Granite work | item no.100 | 15 | metre
2 | Extra for providing opening of required size & shape for wash basin/ kitchen sink in kitchen platform, vanity counter and similar location in marble/ Granite/ stone work, including necessary holes for pillar taps etc. including moulding, rubbing and polishing of cut edges etc. complete. | item no.101 | 3 | each | 808.15 |  |  | Excess(+) | 1 | Full Conversion | INR | [40 empty] | 2424 | 2424 | INR Two Thousand Four Hundred & Twenty Four Only | 2 | Extra for providing opening of required size & shape for wash basin/ kitchen sink in kitchen platform, vanity counter and similar location in marble/ Granite/ stone work, including necessary holes for pillar taps etc. including moulding, rubbing and polishing of cut edges etc. complete. | item no.101 | 3 | each
2.01 | Mirror polishing on marble work/Granite work/stone work where ever required to give high gloss finish complete. | item no.102 | 7 | sqm | 417.6 |  |  | Excess(+) | 1 | Full Conversion | INR | [40 empty] | 2923 | 2923 | INR Two Thousand Nine Hundred & Twenty Three Only | 2.01 | Mirror polishing on marble work/Granite work/stone work where ever required to give high gloss finish complete. | item no.102 | 7 | sqm
2.02 | Providing and fixing stone slab with table rubbed, edges rounded and polished, of size 75x50 cm deep and 1.8 cm thick, fixed in urinal partitions by cutting a chase of appropriate width with chase cutter and embedding the stone in the chase with epoxy grout or with cement concrete 1:2:4 (1 cement : 2 coarse sand : 4 graded stone aggregate 6 mm nominal size) as per direction of Engineer-in-charge and finished smooth. | item no.103 | [52 empty] | 2.02 | Providing and fixing stone slab with table rubbed, edges rounded and polished, of size 75x50 cm deep and 1.8 cm thick, fixed in urinal partitions by cutting a chase of appropriate width with chase cutter and embedding the stone in the chase with epoxy grout or with cement concrete 1:2:4 (1 cement : 2 coarse sand : 4 graded stone aggregate 6 mm nominal size) as per direction of Engineer-in-charge and finished smooth. | item no.103
2.03 | White Agaria Marble Stone | item no.104 | 1.5 | sqm | 3061.2 |  |  | Excess(+) | 1 | Full Conversion | INR | [40 empty] | 4592 | 4592 | INR Four Thousand Five Hundred & Ninety Two Only | 2.03 | White Agaria Marble Stone | item no.104 | 1.5 | sqm
2.04 | Granite Stone of approved shade | item no.105 | 10 | sqm | 3542.85 |  |  | Excess(+) | 1 | Full Conversion | INR | [40 empty] | 35429 | 35429 | INR Thirty Five Thousand Four Hundred & Twenty Nine Only | 2.04 | Granite Stone of approved shade | item no.105 | 10 | sqm
2.05 | Providing and fixing Ist quality ceramic glazed wall tiles conforming to IS: 15622 (thickness to be specified by the manufacturer), of approved make, in all colours, shades except burgundy, bottle green, black of any size as approved by Engineer-in-Charge, in skirting, risers of steps and dados, over 12 mm thick bed of cement mortar 1:3 (1 cement : 3 coarse sand) and jointing with grey cement slurry @ 3.3kg per sqm, including pointing in white cement mixed with pigment of matching shade complete. | item no.106 | 30 | sqm | 1063.45 |  |  | Excess(+) | 1 | Full Conversion | INR | [40 empty] | 31904 | 31904 | INR Thirty One Thousand Nine Hundred & Four Only | 2.05 | Providing and fixing Ist quality ceramic glazed wall tiles conforming to IS: 15622 (thickness to be specified by the manufacturer), of approved make, in all colours, shades except burgundy, bottle green, black of any size as approved by Engineer-in-Charge, in skirting, risers of steps and dados, over 12 mm thick bed of cement mortar 1:3 (1 cement : 3 coarse sand) and jointing with grey cement slurry @ 3.3kg per sqm, including pointing in white cement mixed with pigment of matching shade complete. | item no.106 | 30 | sqm
2.06 | Designing, fabricating, testing, installing and fixing in position Curtain Wall with Aluminium Composite Panel Cladding, with open grooves for linear as well as curvilinear portions of the building , for all heights and all levels etc. including: (a) Structural analysis & design and preparation of shop drawings for pressure equalisation or rain screen principle as required, proper drainage of water to make it watertight including checking of all the structural and functional design. (b) Providing, fabricating and supplying and fixing panels of aluminium composite panel cladding in pan shape in metalic colour of approved shades made out of 4mm thick aluminium composite panel material consisting of 3mm thick FR grade mineral core sandwiched between two Aluminium sheets (each 0.5mm thick). The aluminium composite panel cladding sheet shall be coil coated, with Kynar 500 based PVDF / Lumiflon based fluoropolymer resin coating of approved colour and shade on face # 1 and polymer (Service) coating on face # 2 as specified using stainless steel screws, nuts, bolts, washers, cleats, weather silicone sealant, backer rods etc. (c) The fastening brackets of Aluminium alloy 6005 T5 / MS with Hot Dip Galvanised with serrations and serrated washers to arrest the wind load movement, fasteners, SS 316 Pins and anchor bolts of approved make in SS 316, Nylon separators to prevent bi-metallic contacts all complete required to perform as per specification and drawing The item includes cost of all material & labour component, the cost of all mock ups at site, cost of all samples of the individual components for testing in an approved laboratory, field tests on the assembled working curtain wall with aluminium composite panel cladding, cleaning and protection of the curtain wall with aluminium composite panel cladding till the handing over of the building for occupation. Base frame work for ACP cladding is payable under the relevant aluminium item.s The Contractor shall provide curtain wall with aluminium composite panel cladding, having all the performance characteristics all complete , as per the Architectural drawings, as per item description, as specified, as per the approved shop drawings and as directed by the Engineer-in-Charge. However, for the purpose of payment, only the actual area on the external face of the curtain wall with Aluminum Composite Panel Cladding (including width of groove) shall be measured in sqm. up to two decimal places. | item no.107 | 5 | sqm | 4474.2 |  |  | Excess(+) | 1 | Full Conversion | INR | [40 empty] | 22371 | 22371 | INR Twenty Two Thousand Three Hundred & Seventy One Only | 2.06 | Designing, fabricating, testing, installing and fixing in position Curtain Wall with Aluminium Composite Panel Cladding, with open grooves for linear as well as curvilinear portions of the building , for all heights and all levels etc. including: (a) Structural analysis & design and preparation of shop drawings for pressure equalisation or rain screen principle as required, proper drainage of water to make it watertight including checking of all the structural and functional design. (b) Providing, fabricating and supplying and fixing panels of aluminium composite panel cladding in pan shape in metalic colour of approved shades made out of 4mm thick aluminium composite panel material consisting of 3mm thick FR grade mineral core sandwiched between two Aluminium sheets (each 0.5mm thick). The aluminium composite panel cladding sheet shall be coil coated, with Kynar 500 based PVDF / Lumiflon based fluoropolymer resin coating of approved colour and shade on face # 1 and polymer (Service) coating on face # 2 as specified using stainless steel screws, nuts, bolts, washers, cleats, weather silicone sealant, backer rods etc. (c) The fastening brackets of Aluminium alloy 6005 T5 / MS with Hot Dip Galvanised with serrations and serrated washers to arrest the wind load movement, fasteners, SS 316 Pins and anchor bolts of approved make in SS 316, Nylon separators to prevent bi-metallic contacts all complete required to perform as per specification and drawing The item includes cost of all material & labour component, the cost of all mock ups at site, cost of all samples of the individual components for testing in an approved laboratory, field tests on the assembled working curtain wall with aluminium composite panel cladding, cleaning and protection of the curtain wall with aluminium composite panel cladding till the handing over of the building for occupation. Base frame work for ACP cladding is payable under the relevant aluminium item.s The Contractor shall provide curtain wall with aluminium composite panel cladding, having all the performance characteristics all complete , as per the Architectural drawings, as per item description, as specified, as per the approved shop drawings and as directed by the Engineer-in-Charge. However, for the purpose of payment, only the actual area on the external face of the curtain wall with Aluminum Composite Panel Cladding (including width of groove) shall be measured in sqm. up to two decimal places. | item no.107 | 5 | sqm
2.07 | WOOD AND P. V. C. WORK | item no.108 | [52 empty] | 2.07 | WOOD AND P. V. C. WORK | item no.108
2.08 | Providing wood work in frames of doors, windows, clerestory windows and other frames, wrought framed and fixed in position with hold fast lugs or with dash fasteners of required dia & length (hold fast lugs or dash fastener shall be paid for separately). | item no.109 | [52 empty] | 2.08 | Providing wood work in frames of doors, windows, clerestory windows and other frames, wrought framed and fixed in position with hold fast lugs or with dash fasteners of required dia & length (hold fast lugs or dash fastener shall be paid for separately). | item no.109
2.09 | Second class teak wood | item no.110 | 0.1 | cum | 131576.95 |  |  | Excess(+) | 1 | Full Conversion | INR | [40 empty] | 13158 | 13158 | INR Thirteen Thousand One Hundred & Fifty Eight Only | 2.09 | Second class teak wood | item no.110 | 0.1 | cum
2.1 | Sal wood | item no.111 | 0.1 | cum | 106720.85 |  |  | Excess(+) | 1 | Full Conversion | INR | [40 empty] | 10672 | 10672 | INR Ten Thousand Six Hundred & Seventy Two Only | 2.1 | Sal wood | item no.111 | 0.1 | cum
2.11 | Providing wood work in frames of false ceiling, partitions etc. sawn and fixed in position with necessary stainless steel screws etc. | item no.112 | [52 empty] | 2.11 | Providing wood work in frames of false ceiling, partitions etc. sawn and fixed in position with necessary stainless steel screws etc. | item no.112
2.12 | Sal wood | item no.113 | 5 | cum | 97078.35 |  |  | Excess(+) | 1 | Full Conversion | INR | [40 empty] | 485392 | 485392 | INR Four Lakh Eighty Five Thousand Three Hundred & Ninety Two Only | 2.12 | Sal wood | item no.113 | 5 | cum
2.13 | Providing and fixing panelling or panelling and glazing in panelled or panelled and glazed shutters for doors, windows and clerestory windows (Area of opening for panel inserts excluding portion inside grooves or rebates to be measured). Panelling for panelled or panelled and glazed shutters 25 mm to 40 mm thick : | item no.114 | [52 empty] | 2.13 | Providing and fixing panelling or panelling and glazing in panelled or panelled and glazed shutters for doors, windows and clerestory windows (Area of opening for panel inserts excluding portion inside grooves or rebates to be measured). Panelling for panelled or panelled and glazed shutters 25 mm to 40 mm thick : | item no.114
2.14 | Ply wood 5 ply, 9 mm thick | item no.115 | [52 empty] | 2.14 | Ply wood 5 ply, 9 mm thick | item no.115
2.15 | Decorative plywood both side decorative veneer (Type - I) conforming to IS 1328 BWR type | item no.116 | 10 | sqm | 2366.35 |  |  | Excess(+) | 1 | Full Conversion | INR | [40 empty] | 23664 | 23664 | INR Twenty Three Thousand Six Hundred & Sixty Four Only | 2.15 | Decorative plywood both side decorative veneer (Type - I) conforming to IS 1328 BWR type | item no.116 | 10 | sqm
2.16 | Decorative plywood one side decorative veneer and commercial veneer on other face (Type 1) conforming to IS 1328 BWR Type | item no.117 | 10 | sqm | 2400.4 |  |  | Excess(+) | 1 | Full Conversion | INR | [40 empty] | 24004 | 24004 | INR Twenty Four Thousand &Four Only | 2.16 | Decorative plywood one side decorative veneer and commercial veneer on other face (Type 1) conforming to IS 1328 BWR Type | item no.117 | 10 | sqm
2.17 | Ply wood 7 ply, 9 mm thick | item no.118 | [52 empty] | 2.17 | Ply wood 7 ply, 9 mm thick | item no.118
2.18 | Decorative plywood one side decorative veneer and commercial veneer on other face (Type 1) conforming to IS 1328 BWR Type | item no.119 | 10 | sqm | 2570.7 |  |  | Excess(+) | 1 | Full Conversion | INR | [40 empty] | 25707 | 25707 | INR Twenty Five Thousand Seven Hundred & Seven Only | 2.18 | Decorative plywood one side decorative veneer and commercial veneer on other face (Type 1) conforming to IS 1328 BWR Type | item no.119 | 10 | sqm
2.19 | Fly proof stainless steel grade 304 wire gauge with 0.5 mm dia. wire and 1.4mm wide aperture with matching wood beading | item no.120 | 10 | sqm | 1521.6 |  |  | Excess(+) | 1 | Full Conversion | INR | [40 empty] | 15216 | 15216 | INR Fifteen Thousand Two Hundred & Sixteen Only | 2.19 | Fly proof stainless steel grade 304 wire gauge with 0.5 mm dia. wire and 1.4mm wide aperture with matching wood beading | item no.120 | 10 | sqm
2.2 | Providing and fixing flat pressed 3 layer particle board medium density exterior grade (Grade I) or graded wood particle board IS : 3087 marked, to frame, backing or studding with screws etc. complete (Frames, backing or studding to be paid separately): | item no.121 | [52 empty] | 2.2 | Providing and fixing flat pressed 3 layer particle board medium density exterior grade (Grade I) or graded wood particle board IS : 3087 marked, to frame, backing or studding with screws etc. complete (Frames, backing or studding to be paid separately): | item no.121
2.21 | 18 mm thick | item no.122 | 125 | sqm | 869.1 |  |  | Excess(+) | 1 | Full Conversion | INR | [40 empty] | 108638 | 108638 | INR One Lakh Eight Thousand Six Hundred & Thirty Eight Only | 2.21 | 18 mm thick | item no.122 | 125 | sqm
2.22 | Providing and fixing ISI marked flush door shutters conforming to IS : 2202 (Part I) non-decorative type, core of block board construction with frame of 1st class hard wood and well matched commercial 3 ply veneering with vertical grains or cross bands and face veneers on both faces of shutters: | item no.123 | [52 empty] | 2.22 | Providing and fixing ISI marked flush door shutters conforming to IS : 2202 (Part I) non-decorative type, core of block board construction with frame of 1st class hard wood and well matched commercial 3 ply veneering with vertical grains or cross bands and face veneers on both faces of shutters: | item no.123
2.23 | 35 mm thick including ISI marked Stainless Steel butt hinges with necessary screws | item no.124 | 20 | sqm | 2015.75 |  |  | Excess(+) | 1 | Full Conversion | INR | [40 empty] | 40315 | 40315 | INR Forty Thousand Three Hundred & Fifteen Only | 2.23 | 35 mm thick including ISI marked Stainless Steel butt hinges with necessary screws | item no.124 | 20 | sqm
2.24 | 25 mm thick (for cupboard) including ISI marked nickel plated bright finished M.S. piano hinges with necessary screws | item no.125 | 5 | sqm | 1830 |  |  | Excess(+) | 1 | Full Conversion | INR | [40 empty] | 9150 | 9150 | INR Nine Thousand One Hundred & Fifty Only | 2.24 | 25 mm thick (for cupboard) including ISI marked nickel plated bright finished M.S. piano hinges with necessary screws | item no.125 | 5 | sqm
2.25 | Extra for providing lipping with 2nd class teak wood battens 25 mm minimum depth on all edges of flush door shutters (over all area of door shutter to be measured). | item no.126 | 5 | sqm | 401.4 |  |  | Excess(+) | 1 | Full Conversion | INR | [40 empty] | 2007 | 2007 | INR Two Thousand &Seven Only | 2.25 | Extra for providing lipping with 2nd class teak wood battens 25 mm minimum depth on all edges of flush door shutters (over all area of door shutter to be measured). | item no.126 | 5 | sqm
2.26 | Extra for providing vision panel not exceeding 0.1 sqm in all type of flush doors (cost of glass excluded) (overall area of door shutter to be measured): | item no.127 | [52 empty] | 2.26 | Extra for providing vision panel not exceeding 0.1 sqm in all type of flush doors (cost of glass excluded) (overall area of door shutter to be measured): | item no.127
2.27 | Rectangular or square | item no.128 | 7 | sqm | 173.95 |  |  | Excess(+) | 1 | Full Conversion | INR | [40 empty] | 1218 | 1218 | INR One Thousand Two Hundred & Eighteen Only | 2.27 | Rectangular or square | item no.128 | 7 | sqm
2.28 | Extra for cutting rebate in flush door shutters (Total area of the shutter to be measured). | item no.129 | 7 | sqm | 93.65 |  |  | Excess(+) | 1 | Full Conversion | INR | [40 empty] | 656 | 656 | INR Six Hundred & Fifty Six Only | 2.28 | Extra for cutting rebate in flush door shutters (Total area of the shutter to be measured). | item no.129 | 7 | sqm
2.29 | Providing and fixing wooden moulded beading to door and window frames with iron screws, plugs and priming coat on unexposed surface etc. complete : | item no.130 | [52 empty] | 2.29 | Providing and fixing wooden moulded beading to door and window frames with iron screws, plugs and priming coat on unexposed surface etc. complete : | item no.130
2.3 | 2nd class teak wood | item no.131 | [52 empty] | 2.3 | 2nd class teak wood | item no.131
2.31 | 50x12 mm | item no.132 | 7 | metre | 191.55 |  |  | Excess(+) | 1 | Full Conversion | INR | [40 empty] | 1341 | 1341 | INR One Thousand Three Hundred & Forty One Only | 2.31 | 50x12 mm | item no.132 | 7 | metre
2.32 | Providing and fixing chromium plated brass curtain rod having wall thickness of 1.25mm with two chromium plated brass brackets fixed with C.P. brass screws and PVC sleeves etc., wherever necessary complete : | item no.133 | [52 empty] | 2.32 | Providing and fixing chromium plated brass curtain rod having wall thickness of 1.25mm with two chromium plated brass brackets fixed with C.P. brass screws and PVC sleeves etc., wherever necessary complete : | item no.133
2.33 | 20 mm dia | item no.134 | 10 | metre | 375.25 |  |  | Excess(+) | 1 | Full Conversion | INR | [40 empty] | 3753 | 3753 | INR Three Thousand Seven Hundred & Fifty Three Only | 2.33 | 20 mm dia | item no.134 | 10 | metre
2.34 | 25 mm dia | item no.135 | 10 | metre | 482.3 |  |  | Excess(+) | 1 | Full Conversion | INR | [40 empty] | 4823 | 4823 | INR Four Thousand Eight Hundred & Twenty Three Only | 2.34 | 25 mm dia | item no.135 | 10 | metre
2.35 | Providing and fixing M.S. grills of required pattern in frames of windows etc. with M.S. flats, square or round bars etc. including priming coat with approved steel primer all complete. | item no.136 | [52 empty] | 2.35 | Providing and fixing M.S. grills of required pattern in frames of windows etc. with M.S. flats, square or round bars etc. including priming coat with approved steel primer all complete. | item no.136
2.36 | Fixed to steel windows by welding | item no.137 | 100 | kg | 181 |  |  | Excess(+) | 1 | Full Conversion | INR | [40 empty] | 18100 | 18100 | INR Eighteen Thousand One Hundred Only | 2.36 | Fixed to steel windows by welding | item no.137 | 100 | kg
2.37 | Providing and fixing hard drawn steel wire fabric 75x25 mm mesh of weight not less than 7.75 Kg per sqm to window frames etc. including 62x19 mm beading of second class teak wood and priming coat with approved steel primer all complete. | item no.138 | 20 | sqm | 1484.7 |  |  | Excess(+) | 1 | Full Conversion | INR | [40 empty] | 29694 | 29694 | INR Twenty Nine Thousand Six Hundred & Ninety Four Only | 2.37 | Providing and fixing hard drawn steel wire fabric 75x25 mm mesh of weight not less than 7.75 Kg per sqm to window frames etc. including 62x19 mm beading of second class teak wood and priming coat with approved steel primer all complete. | item no.138 | 20 | sqm
2.38 | Providing and fixing fly proof galvanized M.S. wire gauge to windows and clerestory windows using wire gauge with average width of aperture 1.4 mm in both directions with wire of dia 0.63 mm all complete. | item no.139 | [52 empty] | 2.38 | Providing and fixing fly proof galvanized M.S. wire gauge to windows and clerestory windows using wire gauge with average width of aperture 1.4 mm in both directions with wire of dia 0.63 mm all complete. | item no.139
2.39 | With 2nd class teak wood beading 62X19 mm | item no.140 | 10 | sqm | 1164.9 |  |  | Excess(+) | 1 | Full Conversion | INR | [40 empty] | 11649 | 11649 | INR Eleven Thousand Six Hundred & Forty Nine Only | 2.39 | With 2nd class teak wood beading 62X19 mm | item no.140 | 10 | sqm
2.4 | With 12 mm mild steel U beading | item no.141 | 10 | sqm | 812.4 |  |  | Excess(+) | 1 | Full Conversion | INR | [40 empty] | 8124 | 8124 | INR Eight Thousand One Hundred & Twenty Four Only | 2.4 | With 12 mm mild steel U beading | item no.141 | 10 | sqm
2.41 | Providing and fixing ISI marked oxidised M.S. sliding door bolts with nuts and screws etc. complete : | item no.142 | [52 empty] | 2.41 | Providing and fixing ISI marked oxidised M.S. sliding door bolts with nuts and screws etc. complete : | item no.142
2.42 | 300x16 mm | item no.143 | 15 | each | 180.55 |  |  | Excess(+) | 1 | Full Conversion | INR | [40 empty] | 2708 | 2708 | INR Two Thousand Seven Hundred & Eight Only | 2.42 | 300x16 mm | item no.143 | 15 | each
2.43 | 250x16 mm | item no.144 | 15 | each | 165.9 |  |  | Excess(+) | 1 | Full Conversion | INR | [40 empty] | 2489 | 2489 | INR Two Thousand Four Hundred & Eighty Nine Only | 2.43 | 250x16 mm | item no.144 | 15 | each
2.44 | Providing and fixing ISI marked oxidised M.S. tower bolt black finish, (Barrel type) with necessary screws etc. complete : | item no.145 | [52 empty] | 2.44 | Providing and fixing ISI marked oxidised M.S. tower bolt black finish, (Barrel type) with necessary screws etc. complete : | item no.145
2.45 | 250x10 mm | item no.146 | 15 | each | 74.65 |  |  | Excess(+) | 1 | Full Conversion | INR | [40 empty] | 1120 | 1120 | INR One Thousand One Hundred & Twenty Only | 2.45 | 250x10 mm | item no.146 | 15 | each
2.46 | Providing and fixing ISI marked oxidised M.S. handles conforming to IS:4992 with necessary screws etc. complete : | item no.147 | [52 empty] | 2.46 | Providing and fixing ISI marked oxidised M.S. handles conforming to IS:4992 with necessary screws etc. complete : | item no.147
2.47 | 125 mm | item no.148 | 30 | each | 35.2 |  |  | Excess(+) | 1 | Full Conversion | INR | [40 empty] | 1056 | 1056 | INR One Thousand &Fifty Six Only | 2.47 | 125 mm | item no.148 | 30 | each
2.48 | 100 mm | item no.149 | 7 | each | 28.25 |  |  | Excess(+) | 1 | Full Conversion | INR | [40 empty] | 198 | 198 | INR One Hundred & Ninety Eight Only | 2.48 | 100 mm | item no.149 | 7 | each
2.49 | Providing and fixing oxidised M.S. casement stays (straight peg type) with necessary screws etc. complete. | item no.150 | [52 empty] | 2.49 | Providing and fixing oxidised M.S. casement stays (straight peg type) with necessary screws etc. complete. | item no.150
2.5 | 300 mm weighing not less than 200 grams | item no.151 | 7 | each | 59.25 |  |  | Excess(+) | 1 | Full Conversion | INR | [40 empty] | 415 | 415 | INR Four Hundred & Fifteen Only | 2.5 | 300 mm weighing not less than 200 grams | item no.151 | 7 | each
2.51 | 250 mm weighing not less than 150 grams | item no.152 | 7 | each | 51.9 |  |  | Excess(+) | 1 | Full Conversion | INR | [40 empty] | 363 | 363 | INR Three Hundred & Sixty Three Only | 2.51 | 250 mm weighing not less than 150 grams | item no.152 | 7 | each
2.52 | Providing and fixing bright finished brass tower bolts (barrel type) with necessary screws etc. complete : | item no.153 | [52 empty] | 2.52 | Providing and fixing bright finished brass tower bolts (barrel type) with necessary screws etc. complete : | item no.153
2.53 | 250x10 mm | item no.154 | 7 | each | 374.35 |  |  | Excess(+) | 1 | Full Conversion | INR | [40 empty] | 2620 | 2620 | INR Two Thousand Six Hundred & Twenty Only | 2.53 | 250x10 mm | item no.154 | 7 | each
2.54 | 200x10 mm | item no.155 | 7 | each | 300.55 |  |  | Excess(+) | 1 | Full Conversion | INR | [40 empty] | 2104 | 2104 | INR Two Thousand One Hundred & Four Only | 2.54 | 200x10 mm | item no.155 | 7 | each
2.55 | 150x10 mm | item no.156 | 3 | each | 232.3 |  |  | Excess(+) | 1 | Full Conversion | INR | [40 empty] | 697 | 697 | INR Six Hundred & Ninety Seven Only | 2.55 | 150x10 mm | item no.156 | 3 | each
2.56 | 100x10 mm | item no.157 | 3 | each | 160.3 |  |  | Excess(+) | 1 | Full Conversion | INR | [40 empty] | 481 | 481 | INR Four Hundred & Eighty One Only | 2.56 | 100x10 mm | item no.157 | 3 | each
2.57 | Providing and fixing special quality bright finished brass cupboard or ward robe locks with four levers of approved quality including necessary screws etc. complete. | item no.158 | [52 empty] | 2.57 | Providing and fixing special quality bright finished brass cupboard or ward robe locks with four levers of approved quality including necessary screws etc. complete. | item no.158
2.58 | 40 mm | item no.159 | 7 | each | 264.9 |  |  | Excess(+) | 1 | Full Conversion | INR | [40 empty] | 1854 | 1854 | INR One Thousand Eight Hundred & Fifty Four Only | 2.58 | 40 mm | item no.159 | 7 | each
2.59 | Providing and fixing 50 mm bright finished brass cup board or wardrobe knob of approved quality with necessary screws. | item no.160 | 15 | each | 63.65 |  |  | Excess(+) | 1 | Full Conversion | INR | [40 empty] | 955 | 955 | INR Nine Hundred & Fifty Five Only | 2.59 | Providing and fixing 50 mm bright finished brass cup board or wardrobe knob of approved quality with necessary screws. | item no.160 | 15 | each
2.6 | Providing and fixing bright finished brass handles with screws etc. complete: | item no.161 | [52 empty] | 2.6 | Providing and fixing bright finished brass handles with screws etc. complete: | item no.161
2.61 | 125 mm | item no.162 | 15 | each | 205.1 |  |  | Excess(+) | 1 | Full Conversion | INR | [40 empty] | 3077 | 3077 | INR Three Thousand &Seventy Seven Only | 2.61 | 125 mm | item no.162 | 15 | each
2.62 | 100 mm | item no.163 | 15 | each | 189.85 |  |  | Excess(+) | 1 | Full Conversion | INR | [40 empty] | 2848 | 2848 | INR Two Thousand Eight Hundred & Forty Eight Only | 2.62 | 100 mm | item no.163 | 15 | each
2.63 | 75 mm | item no.164 | 15 | each | 149.7 |  |  | Excess(+) | 1 | Full Conversion | INR | [40 empty] | 2246 | 2246 | INR Two Thousand Two Hundred & Forty Six Only | 2.63 | 75 mm | item no.164 | 15 | each
2.64 | Providing and fixing bright finished brass hanging type floor door stopper with necessary screws, etc. complete. | item no.165 | 7 | each | 109.6 |  |  | Excess(+) | 1 | Full Conversion | INR | [40 empty] | 767 | 767 | INR Seven Hundred & Sixty Seven Only | 2.64 | Providing and fixing bright finished brass hanging type floor door stopper with necessary screws, etc. complete. | item no.165 | 7 | each
2.65 | Providing and fixing aluminium die cast body tubular type universal hydraulic door closer (having brand logo with ISI, IS : 3564, embossed on the body, door weight upto 35 kg and door width upto 700 mm), with necessary accessories and screws etc. complete. | item no.166 | 15 | each | 1025.65 |  |  | Excess(+) | 1 | Full Conversion | INR | [40 empty] | 15385 | 15385 | INR Fifteen Thousand Three Hundred & Eighty Five Only | 2.65 | Providing and fixing aluminium die cast body tubular type universal hydraulic door closer (having brand logo with ISI, IS : 3564, embossed on the body, door weight upto 35 kg and door width upto 700 mm), with necessary accessories and screws etc. complete. | item no.166 | 15 | each
2.66 | Providing and fixing bright finished brass casement window fastener with necessary screws etc. complete. | item no.167 | 10 | each | 76.3 |  |  | Excess(+) | 1 | Full Conversion | INR | [40 empty] | 763 | 763 | INR Seven Hundred & Sixty Three Only | 2.66 | Providing and fixing bright finished brass casement window fastener with necessary screws etc. complete. | item no.167 | 10 | each
2.67 | Providing and fixing bright finished brass hasp and staple (safety type) with necessary screws etc. complete : | item no.168 | [52 empty] | 2.67 | Providing and fixing bright finished brass hasp and staple (safety type) with necessary screws etc. complete : | item no.168
2.68 | 150 mm | item no.169 | 10 | each | 118.6 |  |  | Excess(+) | 1 | Full Conversion | INR | [40 empty] | 1186 | 1186 | INR One Thousand One Hundred & Eighty Six Only | 2.68 | 150 mm | item no.169 | 10 | each
2.69 | 115 mm | item no.170 | 10 | each | 107.45 |  |  | Excess(+) | 1 | Full Conversion | INR | [40 empty] | 1075 | 1075 | INR One Thousand &Seventy Five Only | 2.69 | 115 mm | item no.170 | 10 | each
2.7 | Providing and fixing chromium plated brass 100 mm mortice latch and lock with 6 levers and a pair of lever handles of approved quality with necessary screws etc. complete. | item no.171 | 10 | each | 817.5 |  |  | Excess(+) | 1 | Full Conversion | INR | [40 empty] | 8175 | 8175 | INR Eight Thousand One Hundred & Seventy Five Only | 2.7 | Providing and fixing chromium plated brass 100 mm mortice latch and lock with 6 levers and a pair of lever handles of approved quality with necessary screws etc. complete. | item no.171 | 10 | each
2.71 | Providing and fixing chromium plated brass night latch of approved quality including necessary screws etc. complete. | item no.172 | 10 | each | 857.6 |  |  | Excess(+) | 1 | Full Conversion | INR | [40 empty] | 8576 | 8576 | INR Eight Thousand Five Hundred & Seventy Six Only | 2.71 | Providing and fixing chromium plated brass night latch of approved quality including necessary screws etc. complete. | item no.172 | 10 | each
2.72 | Providing and fixing special quality chromium plated brass cupboard locks with six levers of approved quality including necessary screws etc. complete. | item no.173 | [52 empty] | 2.72 | Providing and fixing special quality chromium plated brass cupboard locks with six levers of approved quality including necessary screws etc. complete. | item no.173
2.73 | Size 40 mm | item no.174 | 10 | each | 272.95 |  |  | Excess(+) | 1 | Full Conversion | INR | [40 empty] | 2730 | 2730 | INR Two Thousand Seven Hundred & Thirty Only | 2.73 | Size 40 mm | item no.174 | 10 | each
2.74 | Size 50 mm | item no.175 | 10 | each | 286.3 |  |  | Excess(+) | 1 | Full Conversion | INR | [40 empty] | 2863 | 2863 | INR Two Thousand Eight Hundred & Sixty Three Only | 2.74 | Size 50 mm | item no.175 | 10 | each
2.75 | Providing and fixing chromium plated brass handles with necessary screws etc. complete: | item no.176 | [52 empty] | 2.75 | Providing and fixing chromium plated brass handles with necessary screws etc. complete: | item no.176
2.76 | 125 mm | item no.177 | 10 | each | 226.5 |  |  | Excess(+) | 1 | Full Conversion | INR | [40 empty] | 2265 | 2265 | INR Two Thousand Two Hundred & Sixty Five Only | 2.76 | 125 mm | item no.177 | 10 | each
2.77 | 100 mm | item no.178 | 10 | each | 199.2 |  |  | Excess(+) | 1 | Full Conversion | INR | [40 empty] | 1992 | 1992 | INR One Thousand Nine Hundred & Ninety Two Only | 2.77 | 100 mm | item no.178 | 10 | each
2.78 | Providing and fixing aluminium sliding door bolts, ISI marked anodised (anodic coating not less than grade AC 10 as per IS : 1868), transparent or dyed to required colour or shade, with nuts and screws etc. complete : | item no.179 | [52 empty] | 2.78 | Providing and fixing aluminium sliding door bolts, ISI marked anodised (anodic coating not less than grade AC 10 as per IS : 1868), transparent or dyed to required colour or shade, with nuts and screws etc. complete : | item no.179
2.79 | 300x16 mm | item no.180 | 3 | each | 260.3 |  |  | Excess(+) | 1 | Full Conversion | INR | [40 empty] | 781 | 781 | INR Seven Hundred & Eighty One Only | 2.79 | 300x16 mm | item no.180 | 3 | each
2.8 | 250x16 mm | item no.181 | 7 | each | 234.9 |  |  | Excess(+) | 1 | Full Conversion | INR | [40 empty] | 1644 | 1644 | INR One Thousand Six Hundred & Forty Four Only | 2.8 | 250x16 mm | item no.181 | 7 | each
2.81 | Providing and fixing aluminium tower bolts, ISI marked, anodised (anodic coating not less than grade AC 10 as per IS : 1868 ) transparent or dyed to required colour or shade, with necessary screws etc. complete : | item no.182 | [52 empty] | 2.81 | Providing and fixing aluminium tower bolts, ISI marked, anodised (anodic coating not less than grade AC 10 as per IS : 1868 ) transparent or dyed to required colour or shade, with necessary screws etc. complete : | item no.182
2.82 | 250x10 mm | item no.183 | 15 | each | 104.4 |  |  | Excess(+) | 1 | Full Conversion | INR | [40 empty] | 1566 | 1566 | INR One Thousand Five Hundred & Sixty Six Only | 2.82 | 250x10 mm | item no.183 | 15 | each
2.83 | 200x10 mm | item no.184 | 7 | each | 90.8 |  |  | Excess(+) | 1 | Full Conversion | INR | [40 empty] | 636 | 636 | INR Six Hundred & Thirty Six Only | 2.83 | 200x10 mm | item no.184 | 7 | each
2.84 | 150x10 mm | item no.185 | 15 | each | 75.55 |  |  | Excess(+) | 1 | Full Conversion | INR | [40 empty] | 1133 | 1133 | INR One Thousand One Hundred & Thirty Three Only | 2.84 | 150x10 mm | item no.185 | 15 | each
2.85 | 100x10 mm | item no.186 | 15 | each | 58.65 |  |  | Excess(+) | 1 | Full Conversion | INR | [40 empty] | 880 | 880 | INR Eight Hundred & Eighty Only | 2.85 | 100x10 mm | item no.186 | 15 | each
2.86 | Providing and fixing aluminium pull bolt lock, ISI marked, anodised (anodic coating not less than grade AC 10 as per IS : 1868) transparent or dyed to required colour and shade, with necessary screws bolts, nut and washers etc. complete. | item no.187 | 3 | each | 89.9 |  |  | Excess(+) | 1 | Full Conversion | INR | [40 empty] | 270 | 270 | INR Two Hundred & Seventy Only | 2.86 | Providing and fixing aluminium pull bolt lock, ISI marked, anodised (anodic coating not less than grade AC 10 as per IS : 1868) transparent or dyed to required colour and shade, with necessary screws bolts, nut and washers etc. complete. | item no.187 | 3 | each
2.87 | Providing and fixing aluminium handles, ISI marked, anodised (anodic coating not less than grade AC 10 as per IS : 1868) transparent or dyed to required colour or shade, with necessary screws etc. complete : | item no.188 | [52 empty] | 2.87 | Providing and fixing aluminium handles, ISI marked, anodised (anodic coating not less than grade AC 10 as per IS : 1868) transparent or dyed to required colour or shade, with necessary screws etc. complete : | item no.188
2.88 | 125 mm | item no.189 | 7 | each | 60.05 |  |  | Excess(+) | 1 | Full Conversion | INR | [40 empty] | 420 | 420 | INR Four Hundred & Twenty Only | 2.88 | 125 mm | item no.189 | 7 | each
2.89 | 100 mm | item no.190 | 7 | each | 53.25 |  |  | Excess(+) | 1 | Full Conversion | INR | [40 empty] | 373 | 373 | INR Three Hundred & Seventy Three Only | 2.89 | 100 mm | item no.190 | 7 | each
2.9 | Providing and fixing aluminium hanging floor door stopper, ISI marked, anodised (anodic coating not less than grade AC 10 as per IS : 1868) transparent or dyed to required colour and shade, with necessary screws etc. complete. | item no.191 | [52 empty] | 2.9 | Providing and fixing aluminium hanging floor door stopper, ISI marked, anodised (anodic coating not less than grade AC 10 as per IS : 1868) transparent or dyed to required colour and shade, with necessary screws etc. complete. | item no.191
2.91 | Single rubber stopper | item no.192 | 20 | each | 35.5 |  |  | Excess(+) | 1 | Full Conversion | INR | [40 empty] | 710 | 710 | INR Seven Hundred & Ten Only | 2.91 | Single rubber stopper | item no.192 | 20 | each
2.92 | Twin rubber stopper | item no.193 | 12 | each | 62.25 |  |  | Excess(+) | 1 | Full Conversion | INR | [40 empty] | 747 | 747 | INR Seven Hundred & Forty Seven Only | 2.92 | Twin rubber stopper | item no.193 | 12 | each
2.93 | Providing and fixing bright finished brass 100 mm mortice latch and lock, ISI marked, with six levers and a pair of anodised (anodic coating not less than grade AC 10 as per IS : 1868) aluminium lever handles of approved quality with necessary screws etc. complete. | item no.194 | 7 | each | 739.8 |  |  | Excess(+) | 1 | Full Conversion | INR | [40 empty] | 5179 | 5179 | INR Five Thousand One Hundred & Seventy Nine Only | 2.93 | Providing and fixing bright finished brass 100 mm mortice latch and lock, ISI marked, with six levers and a pair of anodised (anodic coating not less than grade AC 10 as per IS : 1868) aluminium lever handles of approved quality with necessary screws etc. complete. | item no.194 | 7 | each
2.94 | Providing and fixing partition upto ceiling height consisting of G.I. frame and required board, including providing and fixing of frame work made of special section power pressed/ roll form G.I. sheet with zinc coating of 120 gms/sqm(both side inclusive), consisting of floor and ceiling channel 50mm wide having equal flanges of 32 mm and 0.50 mm thick, fixed to the floor and ceiling at the spacing of 610 mm centre to centre with dash fastener of 12.5 mm dia meter 50 mm length or suitable anchor fastener or metal screws with nylon plugs and the studs 48 mm wide having one flange of 34 mm and other flange 36 mm and 0.50 mm thick fixed vertically within flanges of floor and ceiling channel and placed at a spacing of 610 mm centre to centre by 6 mm dia bolts and nuts, including fixing of studs along both ends of partition fixed flush to wall with suitable anchor fastener or metal screws with nylon plugs at spacing of 450 mm centre to centre, and fixing of boards to both side of frame work by 25 mm long dry wall screws on studs, floor and ceiling channels at the spacing of 300 mm centre to centre. The boards are to be fixed to the frame work with joints staggered to avoid through cracks, M.S. fixing channel of 99 mm width (0.9 mm thick having two flanges of 9.5 mm each) to be provided at the horizontal joints of two boards, fixed to the studs using metal to metal flat head screws, including jointing and finishing to a flush finish with recommended jointing compound, jointing tape, angle beads at corners (25 mm x 25 mm x 0.5 mm), joint finisher and two coats of primer suitable for board as per manufacture's specification and direction of engineer in charge all complete. | item no.195 | [52 empty] | 2.94 | Providing and fixing partition upto ceiling height consisting of G.I. frame and required board, including providing and fixing of frame work made of special section power pressed/ roll form G.I. sheet with zinc coating of 120 gms/sqm(both side inclusive), consisting of floor and ceiling channel 50mm wide having equal flanges of 32 mm and 0.50 mm thick, fixed to the floor and ceiling at the spacing of 610 mm centre to centre with dash fastener of 12.5 mm dia meter 50 mm length or suitable anchor fastener or metal screws with nylon plugs and the studs 48 mm wide having one flange of 34 mm and other flange 36 mm and 0.50 mm thick fixed vertically within flanges of floor and ceiling channel and placed at a spacing of 610 mm centre to centre by 6 mm dia bolts and nuts, including fixing of studs along both ends of partition fixed flush to wall with suitable anchor fastener or metal screws with nylon plugs at spacing of 450 mm centre to centre, and fixing of boards to both side of frame work by 25 mm long dry wall screws on studs, floor and ceiling channels at the spacing of 300 mm centre to centre. The boards are to be fixed to the frame work with joints staggered to avoid through cracks, M.S. fixing channel of 99 mm width (0.9 mm thick having two flanges of 9.5 mm each) to be provided at the horizontal joints of two boards, fixed to the studs using metal to metal flat head screws, including jointing and finishing to a flush finish with recommended jointing compound, jointing tape, angle beads at corners (25 mm x 25 mm x 0.5 mm), joint finisher and two coats of primer suitable for board as per manufacture's specification and direction of engineer in charge all complete. | item no.195
2.95 | 75 mm overall thickness partition with 12.5 mm thick double skin fire rated Glass Reinforced Gypsum (GRG) plaster board conforming to IS: 2095: part 3 (Board with BIS certification marks) | item no.196 | 37 | sqm | 1797.65 |  |  | Excess(+) | 1 | Full Conversion | INR | [40 empty] | 66513 | 66513 | INR Sixty Six Thousand Five Hundred & Thirteen Only | 2.95 | 75 mm overall thickness partition with 12.5 mm thick double skin fire rated Glass Reinforced Gypsum (GRG) plaster board conforming to IS: 2095: part 3 (Board with BIS certification marks) | item no.196 | 37 | sqm
2.96 | Providing and fixing wooden moulded corner beading of triangular shape to the junction of panelling etc. with iron screws, plugs and priming coat on unexposed surface etc. complete 2nd class teak wood. | item no.197 | [52 empty] | 2.96 | Providing and fixing wooden moulded corner beading of triangular shape to the junction of panelling etc. with iron screws, plugs and priming coat on unexposed surface etc. complete 2nd class teak wood. | item no.197
2.97 | 50x50 mm (base and height) | item no.198 | 15 | metre | 310.4 |  |  | Excess(+) | 1 | Full Conversion | INR | [40 empty] | 4656 | 4656 | INR Four Thousand Six Hundred & Fifty Six Only | 2.97 | 50x50 mm (base and height) | item no.198 | 15 | metre
2.98 | Providing and fixing 2nd class teak wood lipping/ moulded beading or taj beading of size 18X5 mm fixed with wooden adhesive of approved quality and screws/nails on the edges of the Pre-laminated particle board as per direction of Engineer-in-charge. | item no.199 | 40 | metre | 85.6 |  |  | Excess(+) | 1 | Full Conversion | INR | [40 empty] | 3424 | 3424 | INR Three Thousand Four Hundred & Twenty Four Only | 2.98 | Providing and fixing 2nd class teak wood lipping/ moulded beading or taj beading of size 18X5 mm fixed with wooden adhesive of approved quality and screws/nails on the edges of the Pre-laminated particle board as per direction of Engineer-in-charge. | item no.199 | 40 | metre
2.99 | Providing and fixing magnetic catcher of approved quality in cupboard / ward robe shutters, including fixing with necessary screws etc. complete. | item no.200 | [52 empty] | 2.99 | Providing and fixing magnetic catcher of approved quality in cupboard / ward robe shutters, including fixing with necessary screws etc. complete. | item no.200
3 | Triple strip vertical type | item no.201 | 15 | each | 44.85 |  |  | Excess(+) | 1 | Full Conversion | INR | [40 empty] | 673 | 673 | INR Six Hundred & Seventy Three Only | 3 | Triple strip vertical type | item no.201 | 15 | each
3.01 | Double strip (horizontal type) | item no.202 | 15 | each | 34.15 |  |  | Excess(+) | 1 | Full Conversion | INR | [40 empty] | 512 | 512 | INR Five Hundred & Twelve Only | 3.01 | Double strip (horizontal type) | item no.202 | 15 | each
3.02 | Providing and fixing powder coated telescopic drawer channels 300 mm long with necessary screws etc. complete as per directions of Engineer- in-charge. | item no.203 | 7 | one set | 355.05 |  |  | Excess(+) | 1 | Full Conversion | INR | [40 empty] | 2485 | 2485 | INR Two Thousand Four Hundred & Eighty Five Only | 3.02 | Providing and fixing powder coated telescopic drawer channels 300 mm long with necessary screws etc. complete as per directions of Engineer- in-charge. | item no.203 | 7 | one set
3.03 | Providing and fixing sliding arrangement in racks/ cupboards/cabinets shutter by with stainless steel rollers to run inside C or E aluminium channel section (The payment of C or E channel shall be made separately) | item no.204 | 7 | each | 17.65 |  |  | Excess(+) | 1 | Full Conversion | INR | [40 empty] | 124 | 124 | INR One Hundred & Twenty Four Only | 3.03 | Providing and fixing sliding arrangement in racks/ cupboards/cabinets shutter by with stainless steel rollers to run inside C or E aluminium channel section (The payment of C or E channel shall be made separately) | item no.204 | 7 | each
3.04 | Providing and fixing to existing door frames. | item no.205 | [52 empty] | 3.04 | Providing and fixing to existing door frames. | item no.205
3.05 | 24 mm thick factory made PVC door shutters made of styles and rails of a uPVC hollow section of size 59x24 mm and wall thickness 2 mm (± 0.2 mm) with inbuilt edging on both sides. The styles and rails mitred and joint at the corners by means of M.S. galvanised/ plastic brackets of size 75x220 mm having wall thickness 1.0 mm and stainless steel screws. The styles of the shutter reinforced by inserting galvanised M.S. tube of size 20x20 mm and 1 mm (± 0.1 mm) wall thickness. The lock rail made up of 'H' section, a uPVC hollow section of size 100x24 mm and 2 mm (± 0.2 mm) wall thickness, fixed to the shutter styles by means of plastic/galvanised M.S. 'U' cleats. The shutter frame filled with a uPVC multi-chambered single panel of size not less than 620 mm, having over all thickness of 20 mm and 1 mm (± 0.1 mm) wall thickness. The panels filled vertically and tie bar at two places by inserting horizontally 6 mm galvanised M.S. rod and fastened with nuts and washers, complete as per manufacturer's specification and direction of Engineer-in-charge. (For W.C. and bathroom door shutter). | item no.206 | 3 | sqm | 1790.65 |  |  | Excess(+) | 1 | Full Conversion | INR | [40 empty] | 5372 | 5372 | INR Five Thousand Three Hundred & Seventy Two Only | 3.05 | 24 mm thick factory made PVC door shutters made of styles and rails of a uPVC hollow section of size 59x24 mm and wall thickness 2 mm (± 0.2 mm) with inbuilt edging on both sides. The styles and rails mitred and joint at the corners by means of M.S. galvanised/ plastic brackets of size 75x220 mm having wall thickness 1.0 mm and stainless steel screws. The styles of the shutter reinforced by inserting galvanised M.S. tube of size 20x20 mm and 1 mm (± 0.1 mm) wall thickness. The lock rail made up of 'H' section, a uPVC hollow section of size 100x24 mm and 2 mm (± 0.2 mm) wall thickness, fixed to the shutter styles by means of plastic/galvanised M.S. 'U' cleats. The shutter frame filled with a uPVC multi-chambered single panel of size not less than 620 mm, having over all thickness of 20 mm and 1 mm (± 0.1 mm) wall thickness. The panels filled vertically and tie bar at two places by inserting horizontally 6 mm galvanised M.S. rod and fastened with nuts and washers, complete as per manufacturer's specification and direction of Engineer-in-charge. (For W.C. and bathroom door shutter). | item no.206 | 3 | sqm
3.06 | Providing and fixing factory made P.V.C. door frame of size 50x47 mm with awall thickness of 5 mm, made out of extruded 5mm rigid PVC foam sheet, mitred at corners and joined with 2 Nos of 150 mm long brackets of 15x15 mm M.S. square tube, the vertical door frame profiles to be reinforced with 19x19 mm M.S. square tube of 19 gauge, EPDM rubber gasket weather seal to be provided through out the frame. The door frame to be fixed to the wall using M.S. screws of 65/100 mm size, complete as per manufacturer’s specification and direction of Engineer- in-Charge. | item no.207 | 6 | metre | 408.25 |  |  | Excess(+) | 1 | Full Conversion | INR | [40 empty] | 2450 | 2450 | INR Two Thousand Four Hundred & Fifty Only | 3.06 | Providing and fixing factory made P.V.C. door frame of size 50x47 mm with awall thickness of 5 mm, made out of extruded 5mm rigid PVC foam sheet, mitred at corners and joined with 2 Nos of 150 mm long brackets of 15x15 mm M.S. square tube, the vertical door frame profiles to be reinforced with 19x19 mm M.S. square tube of 19 gauge, EPDM rubber gasket weather seal to be provided through out the frame. The door frame to be fixed to the wall using M.S. screws of 65/100 mm size, complete as per manufacturer’s specification and direction of Engineer- in-Charge. | item no.207 | 6 | metre | Construction of chamber for 100mm sluices valve | item3 | 10 | Nos
3.07 | Providing & Fixing decorative high pressure laminated sheet of plain / wood grain in gloss / matt/ suede finish with high density protective surface layer and reverse side of adhesive bonding quality conforming to IS : 2046 Type S, including cost of adhesive of approved quality. | item no.208 | [52 empty] | 3.07 | Providing & Fixing decorative high pressure laminated sheet of plain / wood grain in gloss / matt/ suede finish with high density protective surface layer and reverse side of adhesive bonding quality conforming to IS : 2046 Type S, including cost of adhesive of approved quality. | item no.208
3.08 | 1.0 mm thick | item no.209 | 4 | sqm | 764 |  |  | Excess(+) | 1 | Full Conversion | INR | [40 empty] | 3056 | 3056 | INR Three Thousand &Fifty Six Only | 3.08 | 1.0 mm thick | item no.209 | 4 | sqm | Supplying, Conveying and fixing spls. Including eart | item1 | 123.223 | Nos
3.09 | Providing and fixing factory made shutters of Pre-laminated particle board flat pressed three layer or graded wood particle board with one side decorative finish and other side balancing lamination conforming to IS: 12823 Grade l Type ll, of approved design, and edges sealed with water resistant paint and lipped with aluminium 'U' type edge beading all- round the shutter, including fixing with angle cleat, grip strip, cadmium plated steel screws, including fixing of aluminium hinges 100x63x4 mm etc. complete as per architectural drawing and direction of Engineer-in- Charge (Cost of 'U' beading and hinges will be paid for separately). | item no.210 | [52 empty] | 3.09 | Providing and fixing factory made shutters of Pre-laminated particle board flat pressed three layer or graded wood particle board with one side decorative finish and other side balancing lamination conforming to IS: 12823 Grade l Type ll, of approved design, and edges sealed with water resistant paint and lipped with aluminium 'U' type edge beading all- round the shutter, including fixing with angle cleat, grip strip, cadmium plated steel screws, including fixing of aluminium hinges 100x63x4 mm etc. complete as per architectural drawing and direction of Engineer-in- Charge (Cost of 'U' beading and hinges will be paid for separately). | item no.210 |  |  | Supplying, Conveying and fixing spls. Including ea | item4 | 10 | Nos
3.1 | 25 mm thick | item no.211 | 4 | sqm | 1559.05 |  |  | Excess(+) | 1 | Full Conversion | INR | [40 empty] | 6236 | 6236 | INR Six Thousand Two Hundred & Thirty Six Only | 3.1 | 25 mm thick | item no.211 | 4 | sqm | Construction of chamber for 100mm sluice plates | item2 | 213 | Nos
3.11 | Providing and fixing aluminum U beading of required size to Pre-laminated/ flush door shutter, including fixing etc. complete as per direction of Engineer-in-charge. | item no.212 | 3 | kg | 530.3 |  |  | Excess(+) | 1 | Full Conversion | INR | [40 empty] | 1591 | 1591 | INR One Thousand Five Hundred & Ninety One Only | 3.11 | Providing and fixing aluminum U beading of required size to Pre-laminated/ flush door shutter, including fixing etc. complete as per direction of Engineer-in-charge. | item no.212 | 3 | kg
3.12 | Providing and fixing wire gauge shutters using stainless steel grade 304 wire gauge with wire of dia 0.5 mm and average width of aperture 1.4 mm in both directions for doors, windows and clerestory windows with necessary screws : | item no.213 | [52 empty] | 3.12 | Providing and fixing wire gauge shutters using stainless steel grade 304 wire gauge with wire of dia 0.5 mm and average width of aperture 1.4 mm in both directions for doors, windows and clerestory windows with necessary screws : | item no.213
3.13 | 35 mm thick shutters | item no.214 | [52 empty] | 3.13 | 35 mm thick shutters | item no.214
3.14 | with ISI marked M.S. pressed butt hinges bright finished of required size | item no.215 | [52 empty] | 3.14 | with ISI marked M.S. pressed butt hinges bright finished of required size | item no.215
3.15 | Second class teak wood | item no.216 | 3 | sqm | 4484.65 |  |  | Excess(+) | 1 | Full Conversion | INR | [40 empty] | 13454 | 13454 | INR Thirteen Thousand Four Hundred & Fifty Four Only | 3.15 | Second class teak wood | item no.216 | 3 | sqm
3.16 | Providing and fixing fly proof stainless steel grade 304 wire gauge, to windows and clerestory windows using wire gauge with average width of aperture 1.4 mm in both directions with wire of dia. 0.50 mm all complete. | item no.217 | [52 empty] | 3.16 | Providing and fixing fly proof stainless steel grade 304 wire gauge, to windows and clerestory windows using wire gauge with average width of aperture 1.4 mm in both directions with wire of dia. 0.50 mm all complete. | item no.217
3.17 | With 2nd class teak wood beading 62X19 mm | item no.218 | 10 | sqm | 1404.25 |  |  | Excess(+) | 1 | Full Conversion | INR | [40 empty] | 14043 | 14043 | INR Fourteen Thousand &Forty Three Only | 3.17 | With 2nd class teak wood beading 62X19 mm | item no.218 | 10 | sqm
3.18 | With 12 mm mild steel U beading | item no.219 | 7 | sqm | 1051.75 |  |  | Excess(+) | 1 | Full Conversion | INR | [40 empty] | 7362 | 7362 | INR Seven Thousand Three Hundred & Sixty Two Only | 3.18 | With 12 mm mild steel U beading | item no.219 | 7 | sqm
3.19 | Providing and fixing plain lining with necessary screws/nuts & bolts/ nails, including a coat of approved primer on one face, and fixed on wooden /steel frame work, complete as per direction of Engineer-in- charge (Frame work shall be paid for separately). | item no.220 | [52 empty] | 3.19 | Providing and fixing plain lining with necessary screws/nuts & bolts/ nails, including a coat of approved primer on one face, and fixed on wooden /steel frame work, complete as per direction of Engineer-in- charge (Frame work shall be paid for separately). | item no.220
3.2 | 12mm thick commercial ply conforming to IS : 1328 BWR type | item no.221 | 7 | sqm | 1084.6 |  |  | Excess(+) | 1 | Full Conversion | INR | [40 empty] | 7592 | 7592 | INR Seven Thousand Five Hundred & Ninety Two Only | 3.2 | 12mm thick commercial ply conforming to IS : 1328 BWR type | item no.221 | 7 | sqm
3.21 | Providing and fixing PVC Door Frame of size 50x47 mm with a wall thickness of 5 mm (± 0.2 mm), made out of single piece extruded PVC profile, with mitred cut joints and joint with 2 nos of PVC bracket of size 190 mm x 100 mm long arms of cross section size 35 x 15 mm & self driven self taping screws, the vertical door profiles to be reinforced with 40x20 mm M.S. rectangular tube of 0.8 mm , including providing EPDM rubber gasket weather seal throughout the frame, including jointing 5 mm PVC frame strip with PVC solvent cement on the back of the profile. The door frame to be fixed to the wall using 8 x100 mm long anchor fasteners complete, all as per manufacturer's specification and direction of Engineer -in- charge. | item no.222 | 15 | metre | 462.25 |  |  | Excess(+) | 1 | Full Conversion | INR | [40 empty] | 6934 | 6934 | INR Six Thousand Nine Hundred & Thirty Four Only | 3.21 | Providing and fixing PVC Door Frame of size 50x47 mm with a wall thickness of 5 mm (± 0.2 mm), made out of single piece extruded PVC profile, with mitred cut joints and joint with 2 nos of PVC bracket of size 190 mm x 100 mm long arms of cross section size 35 x 15 mm & self driven self taping screws, the vertical door profiles to be reinforced with 40x20 mm M.S. rectangular tube of 0.8 mm , including providing EPDM rubber gasket weather seal throughout the frame, including jointing 5 mm PVC frame strip with PVC solvent cement on the back of the profile. The door frame to be fixed to the wall using 8 x100 mm long anchor fasteners complete, all as per manufacturer's specification and direction of Engineer -in- charge. | item no.222 | 15 | metre
3.22 | 35 mm thick factory made Solid panel PVC Door shutter, made out of single piece extruded soild PVC profiles, 5 mm (± 0.2 mm) thick, having styles & rails (except lock rail) of size 95 mmx 35 mm x 5 mm, out of which 75 mm shall be flat and 20 mm shall be tapered (on both side), having one side thickness of 15 mm integrally extruded on the hinge side of the profile for better screw holding power, including reinforcing with MS tube of size 40 mm X 20 mm x 1 mm, joints of styles & rails to be mitered cut & joint with the help of PVC solvent cement, self driven self tapping screws & M.S. rectangular pipes bracket of size 190 mm X 100 mm of cross section size 35 mm x 17 mm x 1 mm at each corner. Single piece extruded 5 mm thick solid PVC Lock rail of size 115 mm x 35 mm, out of which 75 mm to be flat and 20 mm to be tapered at both ends, having 15 mm solid core in middle of rail section integrally extruded, fixing the styles & rails with the help of solvent and self driven self tapping screws of 125 mm x 11 mm, including providing 5 mm Single piece solid PVC extruded sheet inserted in the door as panel, all complete as per manufacturer's specification and direction of Engineer- in-charge. | item no.223 | [52 empty] | 3.22 | 35 mm thick factory made Solid panel PVC Door shutter, made out of single piece extruded soild PVC profiles, 5 mm (± 0.2 mm) thick, having styles & rails (except lock rail) of size 95 mmx 35 mm x 5 mm, out of which 75 mm shall be flat and 20 mm shall be tapered (on both side), having one side thickness of 15 mm integrally extruded on the hinge side of the profile for better screw holding power, including reinforcing with MS tube of size 40 mm X 20 mm x 1 mm, joints of styles & rails to be mitered cut & joint with the help of PVC solvent cement, self driven self tapping screws & M.S. rectangular pipes bracket of size 190 mm X 100 mm of cross section size 35 mm x 17 mm x 1 mm at each corner. Single piece extruded 5 mm thick solid PVC Lock rail of size 115 mm x 35 mm, out of which 75 mm to be flat and 20 mm to be tapered at both ends, having 15 mm solid core in middle of rail section integrally extruded, fixing the styles & rails with the help of solvent and self driven self tapping screws of 125 mm x 11 mm, including providing 5 mm Single piece solid PVC extruded sheet inserted in the door as panel, all complete as per manufacturer's specification and direction of Engineer- in-charge. | item no.223
3.23 | Non decorative finish (matt finish) | item no.224 | 15 | sqm | 3467.2 |  |  | Excess(+) | 1 | Full Conversion | INR | [40 empty] | 52008 | 52008 | INR Fifty Two Thousand &Eight Only | 3.23 | Non decorative finish (matt finish) | item no.224 | 15 | sqm
3.24 | Decorative finish (wood grained finish) | item no.225 | 15 | sqm | 4018.4 |  |  | Excess(+) | 1 | Full Conversion | INR | [40 empty] | 60276 | 60276 | INR Sixty Thousand Two Hundred & Seventy Six Only | 3.24 | Decorative finish (wood grained finish) | item no.225 | 15 | sqm
3.25 | Providing and fixing stainless steel (SS-304 grade) friction hinges to the side/top hung uPVC windows, of approved quality, with necessary stainless steel screws etc. as per direction of Engineer-in-charge. | item no.226 | [52 empty] | 3.25 | Providing and fixing stainless steel (SS-304 grade) friction hinges to the side/top hung uPVC windows, of approved quality, with necessary stainless steel screws etc. as per direction of Engineer-in-charge. | item no.226
3.26 | 200 x 19 x 1.9 mm | item no.227 | 50 | each | 311.8 |  |  | Excess(+) | 1 | Full Conversion | INR | [40 empty] | 15590 | 15590 | INR Fifteen Thousand Five Hundred & Ninety Only | 3.26 | 200 x 19 x 1.9 mm | item no.227 | 50 | each
3.27 | 250 x 19 x 1.9 mm | item no.228 | 15 | each | 345.25 |  |  | Excess(+) | 1 | Full Conversion | INR | [40 empty] | 5179 | 5179 | INR Five Thousand One Hundred & Seventy Nine Only | 3.27 | 250 x 19 x 1.9 mm | item no.228 | 15 | each
3.28 | 300 x 19 x 1.9 mm | item no.229 | 15 | each | 376 |  |  | Excess(+) | 1 | Full Conversion | INR | [40 empty] | 5640 | 5640 | INR Five Thousand Six Hundred & Forty Only | 3.28 | 300 x 19 x 1.9 mm | item no.229 | 15 | each
3.29 | Providing and fixing casement handle made of zinc alloyed (white powder coated) for uPVC casement window with necessary screws etc. complete. | item no.230 | 15 | each | 188.55 |  |  | Excess(+) | 1 | Full Conversion | INR | [40 empty] | 2828 | 2828 | INR Two Thousand Eight Hundred & Twenty Eight Only | 3.29 | Providing and fixing casement handle made of zinc alloyed (white powder coated) for uPVC casement window with necessary screws etc. complete. | item no.230 | 15 | each
3.3 | Providing and fixing zinc alloyed (white powder coated) touch lock for uPVC sliding window with necessary screws etc. complete. | item no.231 | 15 | each | 167.15 |  |  | Excess(+) | 1 | Full Conversion | INR | [40 empty] | 2507 | 2507 | INR Two Thousand Five Hundred & Seven Only | 3.3 | Providing and fixing zinc alloyed (white powder coated) touch lock for uPVC sliding window with necessary screws etc. complete. | item no.231 | 15 | each
3.31 | Providing and fixing steel roller for uPVC sliding window with necessary screws etc. complete. | item no.232 | 15 | each | 94.9 |  |  | Excess(+) | 1 | Full Conversion | INR | [40 empty] | 1424 | 1424 | INR One Thousand Four Hundred & Twenty Four Only | 3.31 | Providing and fixing steel roller for uPVC sliding window with necessary screws etc. complete. | item no.232 | 15 | each
3.32 | Providing and fixing frame work for partitions/ wall lining etc. made of 50x50x1.6 mm hollow MS tube, placed along the walls, ceiling and floor in a grid pattern with spacing @ 60 cm centre to centre both ways (vertically & horizontally) or at required spacing near opening, with necessary welding at junctions and fixing the frame to wall/ ceiling/ floors with steel dash fasteners of 8 mm dia, 75 mm long bolt, including making provision for opening for doors, windows, electrical conduits, switch boards etc., including providing with two coats of approved steel primer etc. complete, all as per direction of Engineer-in-charge. | item no.233 | 75 | kg | 133.35 |  |  | Excess(+) | 1 | Full Conversion | INR | [40 empty] | 10001 | 10001 | INR Ten Thousand &One Only | 3.32 | Providing and fixing frame work for partitions/ wall lining etc. made of 50x50x1.6 mm hollow MS tube, placed along the walls, ceiling and floor in a grid pattern with spacing @ 60 cm centre to centre both ways (vertically & horizontally) or at required spacing near opening, with necessary welding at junctions and fixing the frame to wall/ ceiling/ floors with steel dash fasteners of 8 mm dia, 75 mm long bolt, including making provision for opening for doors, windows, electrical conduits, switch boards etc., including providing with two coats of approved steel primer etc. complete, all as per direction of Engineer-in-charge. | item no.233 | 75 | kg
3.33 | STEEL WORK | item no.234 | [52 empty] | 3.33 | STEEL WORK | item no.234
3.34 | Structural steel work riveted, bolted or welded in built up sections, trusses and framed work, including cutting, hoisting, fixing in position and applying a priming coat of approved steel primer all complete. | item no.235 | 100 | kg | 78.2 |  |  | Excess(+) | 1 | Full Conversion | INR | [40 empty] | 7820 | 7820 | INR Seven Thousand Eight Hundred & Twenty Only | 3.34 | Structural steel work riveted, bolted or welded in built up sections, trusses and framed work, including cutting, hoisting, fixing in position and applying a priming coat of approved steel primer all complete. | item no.235 | 100 | kg
3.35 | Providing and fixing 1 mm thick M.S. sheet sliding-shutters, with frame and diagonal braces of 40x40x6 mm angle iron, 3 mm M.S. gusset plates at the junctions and corners, 25 mm dia pulley, 40x40x6 mm angle and T- iron guide at the top and bottom respectively, including applying a priming coat of approved steel primer | item no.236 | 10 | sqm | 5374.35 |  |  | Excess(+) | 1 | Full Conversion | INR | [40 empty] | 53744 | 53744 | INR Fifty Three Thousand Seven Hundred & Forty Four Only | 3.35 | Providing and fixing 1 mm thick M.S. sheet sliding-shutters, with frame and diagonal braces of 40x40x6 mm angle iron, 3 mm M.S. gusset plates at the junctions and corners, 25 mm dia pulley, 40x40x6 mm angle and T- iron guide at the top and bottom respectively, including applying a priming coat of approved steel primer | item no.236 | 10 | sqm
3.36 | Providing and fixing 1mm thick M.S. sheet door with frame of 40x40x6 mm angle iron and 3 mm M.S. gusset plates at the junctions and corners, all necessary fittings complete, including applying a priming coat of approved steel primer. | item no.237 | [52 empty] | 3.36 | Providing and fixing 1mm thick M.S. sheet door with frame of 40x40x6 mm angle iron and 3 mm M.S. gusset plates at the junctions and corners, all necessary fittings complete, including applying a priming coat of approved steel primer. | item no.237
3.37 | Using M.S. angels 40x40x6 mm for diagonal braces | item no.238 | 6 | sqm | 4781.15 |  |  | Excess(+) | 1 | Full Conversion | INR | [40 empty] | 28687 | 28687 | INR Twenty Eight Thousand Six Hundred & Eighty Seven Only | 3.37 | Using M.S. angels 40x40x6 mm for diagonal braces | item no.238 | 6 | sqm
3.38 | Supplying and fixing rolling shutters of approved make, made of required size M.S. laths, interlocked together through their entire length and jointed together at the end by end locks, mounted on specially designed pipe shaft with brackets, side guides and arrangements for inside and outside locking with push and pull operation complete, including the cost of providing and fixing necessary 27.5 cm long wire springs manufactured from high tensile steel wire of adequate strength conforming to IS: 4454 - part 1 and M.S. top cover of required thickness for rolling shutters. | item no.239 | [52 empty] | 3.38 | Supplying and fixing rolling shutters of approved make, made of required size M.S. laths, interlocked together through their entire length and jointed together at the end by end locks, mounted on specially designed pipe shaft with brackets, side guides and arrangements for inside and outside locking with push and pull operation complete, including the cost of providing and fixing necessary 27.5 cm long wire springs manufactured from high tensile steel wire of adequate strength conforming to IS: 4454 - part 1 and M.S. top cover of required thickness for rolling shutters. | item no.239
3.39 | 80x1.25 mm M.S. laths with 1.25 mm thick top cover | item no.240 | 10 | sqm | 3008.8 |  |  | Excess(+) | 1 | Full Conversion | INR | [40 empty] | 30088 | 30088 | INR Thirty Thousand &Eighty Eight Only | 3.39 | 80x1.25 mm M.S. laths with 1.25 mm thick top cover | item no.240 | 10 | sqm
3.4 | 80x1.20 mm M.S. laths with 1.20 mm thick top cover | item no.241 | 10 | sqm | 2868.3 |  |  | Excess(+) | 1 | Full Conversion | INR | [40 empty] | 28683 | 28683 | INR Twenty Eight Thousand Six Hundred & Eighty Three Only | 3.4 | 80x1.20 mm M.S. laths with 1.20 mm thick top cover | item no.241 | 10 | sqm
3.41 | Providing and fixing factory made ISI marked steel glazed doors, windows and ventilators, side /top /centre hung, with beading and all members such as F7D,F4B, K11 B and K12 B etc. complete of standard rolled steel sections, joints mitred and flash butt welded and sash bars tenoned and riveted, including providing and fixing of hinges, pivots, including priming coat of approved steel primer, but excluding the cost of other fittings, complete all as per approved design, (sectional weight of only steel members shall be measured for payment). | item no.242 | [52 empty] | 3.41 | Providing and fixing factory made ISI marked steel glazed doors, windows and ventilators, side /top /centre hung, with beading and all members such as F7D,F4B, K11 B and K12 B etc. complete of standard rolled steel sections, joints mitred and flash butt welded and sash bars tenoned and riveted, including providing and fixing of hinges, pivots, including priming coat of approved steel primer, but excluding the cost of other fittings, complete all as per approved design, (sectional weight of only steel members shall be measured for payment). | item no.242
3.42 | Fixing with 15x3 mm lugs 10 cm long embedded in cement concrete block 15x10x10 cm of C.C. 1:3:6 (1 Cement : 3 coarse sand : 6 graded stone aggregate 20 mm nominal size) | item no.243 | 200 | kg | 175.65 |  |  | Excess(+) | 1 | Full Conversion | INR | [40 empty] | 35130 | 35130 | INR Thirty Five Thousand One Hundred & Thirty Only | 3.42 | Fixing with 15x3 mm lugs 10 cm long embedded in cement concrete block 15x10x10 cm of C.C. 1:3:6 (1 Cement : 3 coarse sand : 6 graded stone aggregate 20 mm nominal size) | item no.243 | 200 | kg
3.43 | Providing and fixing T-iron frames for doors, windows and ventilators of mild steel Tee-sections, joints mitred and welded, including fixing of necessary butt hinges and screws and applying a priming coat of approved steel primer. | item no.244 | [52 empty] | 3.43 | Providing and fixing T-iron frames for doors, windows and ventilators of mild steel Tee-sections, joints mitred and welded, including fixing of necessary butt hinges and screws and applying a priming coat of approved steel primer. | item no.244
3.44 | Fixing with 15x3 mm lugs 10 cm long embedded in cement concrete block 15x10x10 cm of C.C. 1:3:6 (1 Cement : 3 coarse sand : 6 graded stone aggregate 20 mm nominal size). | item no.245 | 75 | kg | 114.65 |  |  | Excess(+) | 1 | Full Conversion | INR | [40 empty] | 8599 | 8599 | INR Eight Thousand Five Hundred & Ninety Nine Only | 3.44 | Fixing with 15x3 mm lugs 10 cm long embedded in cement concrete block 15x10x10 cm of C.C. 1:3:6 (1 Cement : 3 coarse sand : 6 graded stone aggregate 20 mm nominal size). | item no.245 | 75 | kg
3.45 | Providing and fixing pressed steel door frames conforming to IS: 4351, manufactured from commercial mild steel sheet of 1.60 mm thickness, including hinges, jamb, lock jamb, bead and if required angle threshold of mild steel angle of section 50x25 mm, or base ties of 1.60 mm, pressed mild steel welded or rigidly fixed together by mechanical means, including M.S. pressed butt hinges 2.5 mm thick with mortar guards, lock strike-plate and shock absorbers as specified and applying a coat of approved steel primer after pre-treatment of the surface as directed by Engineer-in-charge: | item no.246 | [52 empty] | 3.45 | Providing and fixing pressed steel door frames conforming to IS: 4351, manufactured from commercial mild steel sheet of 1.60 mm thickness, including hinges, jamb, lock jamb, bead and if required angle threshold of mild steel angle of section 50x25 mm, or base ties of 1.60 mm, pressed mild steel welded or rigidly fixed together by mechanical means, including M.S. pressed butt hinges 2.5 mm thick with mortar guards, lock strike-plate and shock absorbers as specified and applying a coat of approved steel primer after pre-treatment of the surface as directed by Engineer-in-charge: | item no.246
3.46 | Profile B | item no.247 | [52 empty] | 3.46 | Profile B | item no.247
3.47 | Fixing with adjustable lugs with split end tail to each jamb | item no.248 | 10 | metre | 444.5 |  |  | Excess(+) | 1 | Full Conversion | INR | [40 empty] | 4445 | 4445 | INR Four Thousand Four Hundred & Forty Five Only | 3.47 | Fixing with adjustable lugs with split end tail to each jamb | item no.248 | 10 | metre
3.48 | Profile C | item no.249 | [52 empty] | 3.48 | Profile C | item no.249
3.49 | Fixing with adjustable lugs with split end tail to each jamb | item no.250 | 10 | metre | 471.25 |  |  | Excess(+) | 1 | Full Conversion | INR | [40 empty] | 4713 | 4713 | INR Four Thousand Seven Hundred & Thirteen Only | 3.49 | Fixing with adjustable lugs with split end tail to each jamb | item no.250 | 10 | metre
3.5 | Providing and fixing M.S. Tubular frames for doors, windows, ventilators and cupboard with rectangular/ L-Type sections, made of 1.60 mm thick M.S. Sheet, joints mitred, welded and grinded finish, with profiles of required size, including fixing of necessary butt hinges and screws and applying a priming coat of approved steel primer. | item no.251 | [52 empty] | 3.5 | Providing and fixing M.S. Tubular frames for doors, windows, ventilators and cupboard with rectangular/ L-Type sections, made of 1.60 mm thick M.S. Sheet, joints mitred, welded and grinded finish, with profiles of required size, including fixing of necessary butt hinges and screws and applying a priming coat of approved steel primer. | item no.251
3.51 | Fixing with 15x3 mm lugs 10 cm long embedded in cement concrete block 15x10x10 cm of C.C. 1:3:6 (1 Cement : 3 coarse sand : 6 graded stone aggregate 20 mm nominal size) | item no.252 | 10 | kg | 146.55 |  |  | Excess(+) | 1 | Full Conversion | INR | [40 empty] | 1466 | 1466 | INR One Thousand Four Hundred & Sixty Six Only | 3.51 | Fixing with 15x3 mm lugs 10 cm long embedded in cement concrete block 15x10x10 cm of C.C. 1:3:6 (1 Cement : 3 coarse sand : 6 graded stone aggregate 20 mm nominal size) | item no.252 | 10 | kg
3.52 | Steel work in built up tubular (round, square or rectangular hollow tubes etc.) trusses etc., including cutting, hoisting, fixing in position and applying a priming coat of approved steel primer, including welding and bolted with special shaped washers etc. complete. | item no.253 | [52 empty] | 3.52 | Steel work in built up tubular (round, square or rectangular hollow tubes etc.) trusses etc., including cutting, hoisting, fixing in position and applying a priming coat of approved steel primer, including welding and bolted with special shaped washers etc. complete. | item no.253
3.53 | Hot finished welded type tubes | item no.254 | 75 | kg | 154.9 |  |  | Excess(+) | 1 | Full Conversion | INR | [40 empty] | 11618 | 11618 | INR Eleven Thousand Six Hundred & Eighteen Only | 3.53 | Hot finished welded type tubes | item no.254 | 75 | kg
3.54 | Providing and fixing mild steel round holding down bolts with nuts and washer plates complete. | item no.255 | 7 | kg | 88.5 |  |  | Excess(+) | 1 | Full Conversion | INR | [40 empty] | 620 | 620 | INR Six Hundred & Twenty Only | 3.54 | Providing and fixing mild steel round holding down bolts with nuts and washer plates complete. | item no.255 | 7 | kg
3.55 | Welding by gas or electric plant including transportation of plant at site etc. complete. | item no.256 | 374 | cm | 3.4 |  |  | Excess(+) | 1 | Full Conversion | INR | [40 empty] | 1272 | 1272 | INR One Thousand Two Hundred & Seventy Two Only | 3.55 | Welding by gas or electric plant including transportation of plant at site etc. complete. | item no.256 | 374 | cm
3.56 | Steel work welded in built up sections/ framed work, including cutting, hoisting, fixing in position and applying a priming coat of approved steel primer using structural steel etc. as required. | item no.257 | [52 empty] | 3.56 | Steel work welded in built up sections/ framed work, including cutting, hoisting, fixing in position and applying a priming coat of approved steel primer using structural steel etc. as required. | item no.257
3.57 | In stringers, treads, landings etc. of stair cases, including use of chequered plate wherever required, all complete | item no.258 | 350 | kg | 102.25 |  |  | Excess(+) | 1 | Full Conversion | INR | [40 empty] | 35788 | 35788 | INR Thirty Five Thousand Seven Hundred & Eighty Eight Only | 3.57 | In stringers, treads, landings etc. of stair cases, including use of chequered plate wherever required, all complete | item no.258 | 350 | kg
3.58 | In gratings, frames, guard bar, ladder, railings, brackets, gates and similar works | item no.259 | 1400 | kg | 142.3 |  |  | Excess(+) | 1 | Full Conversion | INR | [40 empty] | 199220 | 199220 | INR One Lakh Ninety Nine Thousand Two Hundred & Twenty Only | 3.58 | In gratings, frames, guard bar, ladder, railings, brackets, gates and similar works | item no.259 | 1400 | kg
3.59 | Providing and fixing hand rail of approved size by welding etc. to steel ladder railing, balcony railing, staircase railing and similar works, including applying priming coat of approved steel primer. | item no.260 | [52 empty] | 3.59 | Providing and fixing hand rail of approved size by welding etc. to steel ladder railing, balcony railing, staircase railing and similar works, including applying priming coat of approved steel primer. | item no.260
3.6 | M.S. tube | item no.261 | 40 | kg | 157.15 |  |  | Excess(+) | 1 | Full Conversion | INR | [40 empty] | 6286 | 6286 | INR Six Thousand Two Hundred & Eighty Six Only | 3.6 | M.S. tube | item no.261 | 40 | kg
3.61 | Providing and fixing carbon steel galvanised ( minimum coating 5 micron) dash fastener of 10 mm dia double threaded 6.8 grade (yield strength 480 N/mm2), counter sunk head, comprising of 10 mm dia polyamide PA 6 grade sleeve, including drilling of hole in frame , concrete/ masonry, etc. as per direction of Engineer-in-charge. | item no.262 | [52 empty] | 3.61 | Providing and fixing carbon steel galvanised ( minimum coating 5 micron) dash fastener of 10 mm dia double threaded 6.8 grade (yield strength 480 N/mm2), counter sunk head, comprising of 10 mm dia polyamide PA 6 grade sleeve, including drilling of hole in frame , concrete/ masonry, etc. as per direction of Engineer-in-charge. | item no.262
3.62 | 10 x 80 mm | item no.263 | 7 | each | 117.3 |  |  | Excess(+) | 1 | Full Conversion | INR | [40 empty] | 821 | 821 | INR Eight Hundred & Twenty One Only | 3.62 | 10 x 80 mm | item no.263 | 7 | each
3.63 | 10 x 120 mm | item no.264 | 7 | each | 144.6 |  |  | Excess(+) | 1 | Full Conversion | INR | [40 empty] | 1012 | 1012 | INR One Thousand &Twelve Only | 3.63 | 10 x 120 mm | item no.264 | 7 | each
3.64 | 10 x 140 mm | item no.265 | 7 | each | 156.35 |  |  | Excess(+) | 1 | Full Conversion | INR | [40 empty] | 1094 | 1094 | INR One Thousand &Ninety Four Only | 3.64 | 10 x 140 mm | item no.265 | 7 | each
3.65 | Providing and fixing stainless steel ( Grade 304) railing made of Hollow tubes, channels, plates etc., including welding, grinding, buffing, polishing and making curvature (wherever required) and fitting the same with necessary stainless steel nuts and bolts complete, i/c fixing the railing with necessary accessories & stainless steel dash fasteners , stainless steel bolts etc., of required size, on the top of the floor or the side of waist slab with suitable arrangement as per approval of Engineer-in- charge, (for payment purpose only weight of stainless steel members shall be considered excluding fixing accessories such as nuts, bolts, fasteners etc.). | item no.266 | 75 | kg | 612.25 |  |  | Excess(+) | 1 | Full Conversion | INR | [40 empty] | 45919 | 45919 | INR Forty Five Thousand Nine Hundred & Nineteen Only | 3.65 | Providing and fixing stainless steel ( Grade 304) railing made of Hollow tubes, channels, plates etc., including welding, grinding, buffing, polishing and making curvature (wherever required) and fitting the same with necessary stainless steel nuts and bolts complete, i/c fixing the railing with necessary accessories & stainless steel dash fasteners , stainless steel bolts etc., of required size, on the top of the floor or the side of waist slab with suitable arrangement as per approval of Engineer-in- charge, (for payment purpose only weight of stainless steel members shall be considered excluding fixing accessories such as nuts, bolts, fasteners etc.). | item no.266 | 75 | kg
3.66 | Providing & fixing fly proof wire gauze to windows, clerestory windows & doors with M.S. Flat 15x3 mm and nuts & bolts complete. | item no.267 | [52 empty] | 3.66 | Providing & fixing fly proof wire gauze to windows, clerestory windows & doors with M.S. Flat 15x3 mm and nuts & bolts complete. | item no.267
3.67 | Galvanised M.S. Wire gauze with 0.63 mm dia wire and 1.4 mm aperture on both sides | item no.268 | 10 | sqm | 732.2 |  |  | Excess(+) | 1 | Full Conversion | INR | [40 empty] | 7322 | 7322 | INR Seven Thousand Three Hundred & Twenty Two Only | 3.67 | Galvanised M.S. Wire gauze with 0.63 mm dia wire and 1.4 mm aperture on both sides | item no.268 | 10 | sqm
3.68 | Stainless steel (grade 304) wire gauze of 0.5 mm dia wire and 1.4 mm aperture on both sides | item no.269 | 10 | sqm | 971.55 |  |  | Excess(+) | 1 | Full Conversion | INR | [40 empty] | 9716 | 9716 | INR Nine Thousand Seven Hundred & Sixteen Only | 3.68 | Stainless steel (grade 304) wire gauze of 0.5 mm dia wire and 1.4 mm aperture on both sides | item no.269 | 10 | sqm
3.69 | Providing & fixing glass panes with putty and glazing clips in steel doors, windows, clerestory windows, all complete with : | item no.270 | [52 empty] | 3.69 | Providing & fixing glass panes with putty and glazing clips in steel doors, windows, clerestory windows, all complete with : | item no.270
3.7 | 4.0 mm thick glass panes | item no.271 | 3 | sqm | 940.3 |  |  | Excess(+) | 1 | Full Conversion | INR | [40 empty] | 2821 | 2821 | INR Two Thousand Eight Hundred & Twenty One Only | 3.7 | 4.0 mm thick glass panes | item no.271 | 3 | sqm
3.71 | FLOORING | item no.272 | [52 empty] | 3.71 | FLOORING | item no.272
3.72 | Brick on edge flooring with bricks of class designation 7.5 on a bed of 12 mm cement mortar, including filling the joints with same mortar, with common burnt clay non modular bricks: | item no.273 | [52 empty] | 3.72 | Brick on edge flooring with bricks of class designation 7.5 on a bed of 12 mm cement mortar, including filling the joints with same mortar, with common burnt clay non modular bricks: | item no.273
3.73 | 1:6 (1cement : 6 coarse sand) | item no.274 | 7 | sqm | 898.2 |  |  | Excess(+) | 1 | Full Conversion | INR | [40 empty] | 6287 | 6287 | INR Six Thousand Two Hundred & Eighty Seven Only | 3.73 | 1:6 (1cement : 6 coarse sand) | item no.274 | 7 | sqm
3.74 | Cement concrete flooring 1:2:4 (1 cement : 2 coarse sand : 4 graded stone aggregate) finished with a floating coat of neat cement, including cement slurry, but excluding the cost of nosing of steps etc. complete. | item no.275 | [52 empty] | 3.74 | Cement concrete flooring 1:2:4 (1 cement : 2 coarse sand : 4 graded stone aggregate) finished with a floating coat of neat cement, including cement slurry, but excluding the cost of nosing of steps etc. complete. | item no.275
3.75 | 40 mm thick with 20 mm nominal size stone aggregate | item no.276 | 55 | sqm | 545 |  |  | Excess(+) | 1 | Full Conversion | INR | [40 empty] | 29975 | 29975 | INR Twenty Nine Thousand Nine Hundred & Seventy Five Only | 3.75 | 40 mm thick with 20 mm nominal size stone aggregate | item no.276 | 55 | sqm
3.76 | 62 mm thick cement concrete flooring with concrete hardener topping, under layer 50 mm thick cement concrete 1:2:4 (1 cement : 2 coarse sand : 4 graded stone aggregate 20mm nominal size) and top layer 12mm thick cement hardener consisting of mix 1:2 (1 cement hardener mix : 2 graded stone aggregate, 6mm nominal size) by volume, hardening compound mixed @ 2 litre per 50 kg of cement or as per manufacture’s specifications. This includes cost of cement slurry, but excluding the cost of nosing of steps etc. complete. | item no.277 | 50 | sqm | 928.65 |  |  | Excess(+) | 1 | Full Conversion | INR | [40 empty] | 46433 | 46433 | INR Forty Six Thousand Four Hundred & Thirty Three Only | 3.76 | 62 mm thick cement concrete flooring with concrete hardener topping, under layer 50 mm thick cement concrete 1:2:4 (1 cement : 2 coarse sand : 4 graded stone aggregate 20mm nominal size) and top layer 12mm thick cement hardener consisting of mix 1:2 (1 cement hardener mix : 2 graded stone aggregate, 6mm nominal size) by volume, hardening compound mixed @ 2 litre per 50 kg of cement or as per manufacture’s specifications. This includes cost of cement slurry, but excluding the cost of nosing of steps etc. complete. | item no.277 | 50 | sqm
3.77 | Cement plaster skirting up to 30 cm height, with cement mortar 1:3 (1 cement : 3 coarse sand), finished with a floating coat of neat cement. | item no.278 | [52 empty] | 3.77 | Cement plaster skirting up to 30 cm height, with cement mortar 1:3 (1 cement : 3 coarse sand), finished with a floating coat of neat cement. | item no.278
3.78 | 18 mm thick | item no.279 | 10 | sqm | 570.75 |  |  | Excess(+) | 1 | Full Conversion | INR | [40 empty] | 5708 | 5708 | INR Five Thousand Seven Hundred & Eight Only | 3.78 | 18 mm thick | item no.279 | 10 | sqm
3.79 | Cement concrete pavement with 1:2:4 (1 cement : 2 coarse sand : 4 graded stone aggregate 20 mm nominal size), including finishing complete. | item no.280 | 6 | cum | 7958.65 |  |  | Excess(+) | 1 | Full Conversion | INR | [40 empty] | 47752 | 47752 | INR Forty Seven Thousand Seven Hundred & Fifty Two Only | 3.79 | Cement concrete pavement with 1:2:4 (1 cement : 2 coarse sand : 4 graded stone aggregate 20 mm nominal size), including finishing complete. | item no.280 | 6 | cum
3.8 | 40 mm thick marble chips flooring rubbed and polished to granolithic finish, under layer 34 mm thick cement concrete 1:2:4 (1 cement : 2 coarse sand : 4 graded stone aggregate 12.5 mm nominal size) and top layer 6mm thick with white, black, chocolate, grey, yellow or green marble chips of sizes from 1 mm to 4 mm nominal size, laid in cement marble powder mix 3:1 (3 cement : 1 marble powder) by weight in proportion of 4:7 (4 cement marble powder mix : 7 marble chips) by volume, including cement slurry etc. complete : | item no.281 | [52 empty] | 3.8 | 40 mm thick marble chips flooring rubbed and polished to granolithic finish, under layer 34 mm thick cement concrete 1:2:4 (1 cement : 2 coarse sand : 4 graded stone aggregate 12.5 mm nominal size) and top layer 6mm thick with white, black, chocolate, grey, yellow or green marble chips of sizes from 1 mm to 4 mm nominal size, laid in cement marble powder mix 3:1 (3 cement : 1 marble powder) by weight in proportion of 4:7 (4 cement marble powder mix : 7 marble chips) by volume, including cement slurry etc. complete : | item no.281
3.81 | Medium shade pigment with 50% white cement and 50% ordinary cement | item no.282 | 50 | sqm | 929 |  |  | Excess(+) | 1 | Full Conversion | INR | [40 empty] | 46450 | 46450 | INR Forty Six Thousand Four Hundred & Fifty Only | 3.81 | Medium shade pigment with 50% white cement and 50% ordinary cement | item no.282 | 50 | sqm
3.82 | 40 mm thick marble chips flooring, rubbed and polished to granolithic finish, under layer 28 mm thick cement concrete 1:2:4 (1 cement : 2 coarse sand : 4 graded stone aggregate 12.5 mm nominal size) and top layer 12 mm thick with white, black, chocolate, grey yellow or green marble chips of sizes from 7 mm to 10 mm nominal size, laid in cement marble powder mix 3:1 (3 cement : 1 marble powder) by weight in proportion of 2:3 (2 cement marble powder mix : 3 marble chips) by volume, including cement slurry etc. complete : | item no.283 | [52 empty] | 3.82 | 40 mm thick marble chips flooring, rubbed and polished to granolithic finish, under layer 28 mm thick cement concrete 1:2:4 (1 cement : 2 coarse sand : 4 graded stone aggregate 12.5 mm nominal size) and top layer 12 mm thick with white, black, chocolate, grey yellow or green marble chips of sizes from 7 mm to 10 mm nominal size, laid in cement marble powder mix 3:1 (3 cement : 1 marble powder) by weight in proportion of 2:3 (2 cement marble powder mix : 3 marble chips) by volume, including cement slurry etc. complete : | item no.283
3.83 | Medium shade pigment with 50% white cement and 50% ordinary cement | item no.284 | 3 | sqm | 1002.9 |  |  | Excess(+) | 1 | Full Conversion | INR | [40 empty] | 3009 | 3009 | INR Three Thousand &Nine Only | 3.83 | Medium shade pigment with 50% white cement and 50% ordinary cement | item no.284 | 3 | sqm
3.84 | Marble chips skirting up to 30 cm height, rubbed and polished to granolithic finish, top layer 6 mm thick with white, black, chocolate, grey, yellow or green marble chips of sizes from smallest to 4 mm nominal size, laid in cement marble powder mix 3:1 (3 cement : 1 marble powder) by weight in proportion of 4:7 (4 cement marble powder mix : 7 marble chips) by volume : | item no.285 | [52 empty] | 3.84 | Marble chips skirting up to 30 cm height, rubbed and polished to granolithic finish, top layer 6 mm thick with white, black, chocolate, grey, yellow or green marble chips of sizes from smallest to 4 mm nominal size, laid in cement marble powder mix 3:1 (3 cement : 1 marble powder) by weight in proportion of 4:7 (4 cement marble powder mix : 7 marble chips) by volume : | item no.285
3.85 | 18 mm thick with under layer 12 mm thick in cement plaster 1:3 (1 cement : 3 coarse sand) : | item no.286 | [52 empty] | 3.85 | 18 mm thick with under layer 12 mm thick in cement plaster 1:3 (1 cement : 3 coarse sand) : | item no.286
3.86 | Dark shade pigment with ordinary cement | item no.287 | 50 | sqm | 1563.7 |  |  | Excess(+) | 1 | Full Conversion | INR | [40 empty] | 78185 | 78185 | INR Seventy Eight Thousand One Hundred & Eighty Five Only | 3.86 | Dark shade pigment with ordinary cement | item no.287 | 50 | sqm
3.87 | Medium shade pigment with 50% white cement and 50% ordinary cement | item no.288 | 1 | sqm | 1575.2 |  |  | Excess(+) | 1 | Full Conversion | INR | [40 empty] | 1575 | 1575 | INR One Thousand Five Hundred & Seventy Five Only | 3.87 | Medium shade pigment with 50% white cement and 50% ordinary cement | item no.288 | 1 | sqm
3.88 | Providing and fixing glass strips in joints of terrazo/ cement concrete floors. | item no.289 | [52 empty] | 3.88 | Providing and fixing glass strips in joints of terrazo/ cement concrete floors. | item no.289
3.89 | 40 mm wide and 4 mm thick | item no.290 | 265 | metre | 79.5 |  |  | Excess(+) | 1 | Full Conversion | INR | [40 empty] | 21068 | 21068 | INR Twenty One Thousand &Sixty Eight Only | 3.89 | 40 mm wide and 4 mm thick | item no.290 | 265 | metre
3.9 | Chequerred precast cement concrete tiles 22 mm thick in footpath & courtyard, jointed with neat cement slurry mixed with pigment to match the shade of tiles, including rubbing and cleaning etc. complete, on 20 mm thick bed of cement mortar 1:4 (1 cement: 4 coarse sand). | item no.291 | [52 empty] | 3.9 | Chequerred precast cement concrete tiles 22 mm thick in footpath & courtyard, jointed with neat cement slurry mixed with pigment to match the shade of tiles, including rubbing and cleaning etc. complete, on 20 mm thick bed of cement mortar 1:4 (1 cement: 4 coarse sand). | item no.291
3.91 | Medium shade pigment using 50% white cement 50% Grey cement | item no.292 | 10 | sqm | 1160 |  |  | Excess(+) | 1 | Full Conversion | INR | [40 empty] | 11600 | 11600 | INR Eleven Thousand Six Hundred Only | 3.91 | Medium shade pigment using 50% white cement 50% Grey cement | item no.292 | 10 | sqm
3.92 | Providing and fixing 10 mm thick acid and/or alkali resistant tiles of approved make and colour using acid and/or alkali resisting mortar bedding, and joints filled with acid and/or alkali resisting cement as per IS : 4457, complete as per the direction of Engineer-in- Charge. | item no.293 | [52 empty] | 3.92 | Providing and fixing 10 mm thick acid and/or alkali resistant tiles of approved make and colour using acid and/or alkali resisting mortar bedding, and joints filled with acid and/or alkali resisting cement as per IS : 4457, complete as per the direction of Engineer-in- Charge. | item no.293
3.93 | In flooring on a bed of 10 mm thick mortar 1:4 (1 acid proof cement : 4 coarse sand) | item no.294 | [52 empty] | 3.93 | In flooring on a bed of 10 mm thick mortar 1:4 (1 acid proof cement : 4 coarse sand) | item no.294
3.94 | Acid and alkali resistant tile | item no.295 | 10 | sqm | 1515.45 |  |  | Excess(+) | 1 | Full Conversion | INR | [40 empty] | 15155 | 15155 | INR Fifteen Thousand One Hundred & Fifty Five Only | 3.94 | Acid and alkali resistant tile | item no.295 | 10 | sqm
3.95 | In dado/skirting on 12 mm thick mortar 1:4 (1 acid proof cement : 4 coarse sand) | item no.296 | [52 empty] | 3.95 | In dado/skirting on 12 mm thick mortar 1:4 (1 acid proof cement : 4 coarse sand) | item no.296
3.96 | Acid and alkali resistant tile | item no.297 | 10 | sqm | 1637.7 |  |  | Excess(+) | 1 | Full Conversion | INR | [40 empty] | 16377 | 16377 | INR Sixteen Thousand Three Hundred & Seventy Seven Only | 3.96 | Acid and alkali resistant tile | item no.297 | 10 | sqm
3.97 | Marble stone flooring with 18 mm thick marble stone, as per sample of marble approved by Engineer-in-charge, over 20 mm (average) thick base of cement mortar 1:4 (1 cement : 4 coarse sand) laid and jointed with grey cement slurry, including rubbing and polishing complete with : | item no.298 | [52 empty] | 3.97 | Marble stone flooring with 18 mm thick marble stone, as per sample of marble approved by Engineer-in-charge, over 20 mm (average) thick base of cement mortar 1:4 (1 cement : 4 coarse sand) laid and jointed with grey cement slurry, including rubbing and polishing complete with : | item no.298
3.98 | Udaipur green marble | item no.299 | 20 | sqm | 2100.4 |  |  | Excess(+) | 1 | Full Conversion | INR | [40 empty] | 42008 | 42008 | INR Forty Two Thousand &Eight Only | 3.98 | Udaipur green marble | item no.299 | 20 | sqm
3.99 | Kota stone slab flooring over 20 mm (average) thick base laid over and jointed with grey cement slurry mixed with pigment to match the shade of the slab, including rubbing and polishing complete with base of cement mortar 1 : 4 (1 cement : 4 coarse sand) : | item no.300 | [52 empty] | 3.99 | Kota stone slab flooring over 20 mm (average) thick base laid over and jointed with grey cement slurry mixed with pigment to match the shade of the slab, including rubbing and polishing complete with base of cement mortar 1 : 4 (1 cement : 4 coarse sand) : | item no.300
4 | 25 mm thick | item no.301 | 15 | sqm | 1706.6 |  |  | Excess(+) | 1 | Full Conversion | INR | [40 empty] | 25599 | 25599 | INR Twenty Five Thousand Five Hundred & Ninety Nine Only | 4 | 25 mm thick | item no.301 | 15 | sqm
4.01 | Kota stone slabs 20 mm thick in risers of steps, skirting, dado and pillars laid on 12 mm (average) thick cement mortar 1:3 (1 cement: 3 coarse sand) and jointed with grey cement slurry mixed with pigment to match the shade of the slabs, including rubbing and polishing complete. | item no.302 | 3 | sqm | 2038.55 |  |  | Excess(+) | 1 | Full Conversion | INR | [40 empty] | 6116 | 6116 | INR Six Thousand One Hundred & Sixteen Only | 4.01 | Kota stone slabs 20 mm thick in risers of steps, skirting, dado and pillars laid on 12 mm (average) thick cement mortar 1:3 (1 cement: 3 coarse sand) and jointed with grey cement slurry mixed with pigment to match the shade of the slabs, including rubbing and polishing complete. | item no.302 | 3 | sqm
4.02 | 40 mm thick fine dressed stone flooring over 20 mm (average) thick base of cement mortar 1:5 (1 cement : 5 coarse sand) with joints finished flush. | item no.303 | [52 empty] | 4.02 | 40 mm thick fine dressed stone flooring over 20 mm (average) thick base of cement mortar 1:5 (1 cement : 5 coarse sand) with joints finished flush. | item no.303
4.03 | Red sand stone | item no.304 | 20 | sqm | 988.35 |  |  | Excess(+) | 1 | Full Conversion | INR | [40 empty] | 19767 | 19767 | INR Nineteen Thousand Seven Hundred & Sixty Seven Only | 4.03 | Red sand stone | item no.304 | 20 | sqm
4.04 | 40 mm thick rubbed stone flooring over 20 mm (average) thick base of cement mortar 1:5 (1 cement : 5 coarse sand) with joints 3 mm thick, side buttered with cement mortar 1:2 (1 cement : 2 stone dust) admixed with pigment to match the shade of stone and pointing with same mortar. | item no.305 | [52 empty] | 4.04 | 40 mm thick rubbed stone flooring over 20 mm (average) thick base of cement mortar 1:5 (1 cement : 5 coarse sand) with joints 3 mm thick, side buttered with cement mortar 1:2 (1 cement : 2 stone dust) admixed with pigment to match the shade of stone and pointing with same mortar. | item no.305
4.05 | Red sand stone | item no.306 | 7 | sqm | 1292 |  |  | Excess(+) | 1 | Full Conversion | INR | [40 empty] | 9044 | 9044 | INR Nine Thousand &Forty Four Only | 4.05 | Red sand stone | item no.306 | 7 | sqm
4.06 | Providing and laying Ceramic glazed floor tiles of size 300x300 mm (thickness to be specified by the manufacturer) of 1st quality conforming to IS : 15622 of approved make in colours such as White, Ivory, Grey, Fume Red Brown, laid on 20 mm thick cement mortar 1:4 (1 Cement : 4 Coarse sand), Jointing with grey cement slurry @ 3.3 kg/sqm including pointing the joints with white cement and matching pigment etc., complete. | item no.307 | 15 | sqm | 935.6 |  |  | Excess(+) | 1 | Full Conversion | INR | [40 empty] | 14034 | 14034 | INR Fourteen Thousand &Thirty Four Only | 4.06 | Providing and laying Ceramic glazed floor tiles of size 300x300 mm (thickness to be specified by the manufacturer) of 1st quality conforming to IS : 15622 of approved make in colours such as White, Ivory, Grey, Fume Red Brown, laid on 20 mm thick cement mortar 1:4 (1 Cement : 4 Coarse sand), Jointing with grey cement slurry @ 3.3 kg/sqm including pointing the joints with white cement and matching pigment etc., complete. | item no.307 | 15 | sqm
4.07 | Providing and laying Ceramic glazed floor tiles of size 300x300 mm (thickness to be specified by the manufacturer), of 1st quality conforming to IS : 15622, of approved make, in all colours, shades, except White, Ivory, Grey, Fume Red Brown, laid on 20 mm thick bed of cement mortar 1:4 (1 Cement : 4 Coarse sand), jointing with grey cement slurry @ 3.3 kg/ sq.m including pointing the joints with white cement and matching pigments etc., complete. | item no.308 | 50 | sqm | 1107.05 |  |  | Excess(+) | 1 | Full Conversion | INR | [40 empty] | 55353 | 55353 | INR Fifty Five Thousand Three Hundred & Fifty Three Only | 4.07 | Providing and laying Ceramic glazed floor tiles of size 300x300 mm (thickness to be specified by the manufacturer), of 1st quality conforming to IS : 15622, of approved make, in all colours, shades, except White, Ivory, Grey, Fume Red Brown, laid on 20 mm thick bed of cement mortar 1:4 (1 Cement : 4 Coarse sand), jointing with grey cement slurry @ 3.3 kg/ sq.m including pointing the joints with white cement and matching pigments etc., complete. | item no.308 | 50 | sqm
4.08 | Providing and laying vitrified floor tiles in different sizes (thickness to be specified by the manufacturer) with water absorption less than 0.08% and conforming to IS: 15622, of approved make, in all colours and shades, laid on 20mm thick cement mortar 1:4 (1 cement : 4 coarse sand), jointing with grey cement slurry @ 3.3 kg/ sqm including grouting the joints with white cement and matching pigments etc., complete. | item no.309 | [52 empty] | 4.08 | Providing and laying vitrified floor tiles in different sizes (thickness to be specified by the manufacturer) with water absorption less than 0.08% and conforming to IS: 15622, of approved make, in all colours and shades, laid on 20mm thick cement mortar 1:4 (1 cement : 4 coarse sand), jointing with grey cement slurry @ 3.3 kg/ sqm including grouting the joints with white cement and matching pigments etc., complete. | item no.309
4.09 | Size of Tile 500x500 mm | item no.310 | 50 | sqm | 1334.35 |  |  | Excess(+) | 1 | Full Conversion | INR | [40 empty] | 66718 | 66718 | INR Sixty Six Thousand Seven Hundred & Eighteen Only | 4.09 | Size of Tile 500x500 mm | item no.310 | 50 | sqm
4.1 | Size of Tile 600x600 mm | item no.311 | 56 | sqm | 1416.65 |  |  | Excess(+) | 1 | Full Conversion | INR | [40 empty] | 79332 | 79332 | INR Seventy Nine Thousand Three Hundred & Thirty Two Only | 4.1 | Size of Tile 600x600 mm | item no.311 | 56 | sqm
4.11 | Providing and laying Vitrified tiles in different sizes (thickness to be specified by manufacturer), with water absorption less than 0.08 % and conforming to I.S. 15622, of approved make, in all colours & shade, in skirting, riser of steps, over 12 mm thick bed of cement mortar 1:3 (1 cement: 3 coarse sand), jointing with grey cement slurry @ 3.3 kg/ sqm including grouting the joint with white cement & matching pigments etc. complete. | item no.312 | [52 empty] | 4.11 | Providing and laying Vitrified tiles in different sizes (thickness to be specified by manufacturer), with water absorption less than 0.08 % and conforming to I.S. 15622, of approved make, in all colours & shade, in skirting, riser of steps, over 12 mm thick bed of cement mortar 1:3 (1 cement: 3 coarse sand), jointing with grey cement slurry @ 3.3 kg/ sqm including grouting the joint with white cement & matching pigments etc. complete. | item no.312
4.12 | Size of Tile 600x600 mm | item no.313 | 3 | sqm | 1466.5 |  |  | Excess(+) | 1 | Full Conversion | INR | [40 empty] | 4400 | 4400 | INR Four Thousand Four Hundred Only | 4.12 | Size of Tile 600x600 mm | item no.313 | 3 | sqm
4.13 | Providing and laying Vitrified tiles in different sizes (thickness to be specified by the manufacturer), with water absorption less than 0.08% and conforming to IS: 15622, of approved brand & manufacturer, in all colours and shade, in skirting, riser of steps, laid with cement based high polymer modified quick set tile adhesive (water based) conforming to IS: 15477, in average 6 mm thickness, including grouting of joints (Payment for grouting of joints to be made separately). | item no.314 | [52 empty] | 4.13 | Providing and laying Vitrified tiles in different sizes (thickness to be specified by the manufacturer), with water absorption less than 0.08% and conforming to IS: 15622, of approved brand & manufacturer, in all colours and shade, in skirting, riser of steps, laid with cement based high polymer modified quick set tile adhesive (water based) conforming to IS: 15477, in average 6 mm thickness, including grouting of joints (Payment for grouting of joints to be made separately). | item no.314
4.14 | Size of Tile 600x600 mm | item no.315 | 50 | sqm | 1676.15 |  |  | Excess(+) | 1 | Full Conversion | INR | [40 empty] | 83808 | 83808 | INR Eighty Three Thousand Eight Hundred & Eight Only | 4.14 | Size of Tile 600x600 mm | item no.315 | 50 | sqm
4.15 | Grouting the joints of flooring tiles having joints of 3 mm width, using epoxy grout mix of 0.70 kg of organic coated filler of desired shade (0.10 kg of hardener and 0.20 kg of resin per kg), including filling / grouting and finishing complete as per direction of Engineer-in-charge. | item no.316 | [52 empty] | 4.15 | Grouting the joints of flooring tiles having joints of 3 mm width, using epoxy grout mix of 0.70 kg of organic coated filler of desired shade (0.10 kg of hardener and 0.20 kg of resin per kg), including filling / grouting and finishing complete as per direction of Engineer-in-charge. | item no.316
4.16 | Size of Tile 600x600 mm | item no.317 | 15 | sqm | 258.65 |  |  | Excess(+) | 1 | Full Conversion | INR | [40 empty] | 3880 | 3880 | INR Three Thousand Eight Hundred & Eighty Only | 4.16 | Size of Tile 600x600 mm | item no.317 | 15 | sqm
4.17 | Providing and laying Vitrified tiles in floor with different sizes (thickness to be specified by the manufacturer), with water absorption less than 0.08% and conforming to IS:15622, of approved brand & manufacturer, in all colours and shade, laid with cement based high polymer modified quick set tile adhesive (water based) conforming to IS : 15477, in average 6 mm thickness, including grouting of joints (Payment for grouting of joints to be made separately). | item no.318 | [52 empty] | 4.17 | Providing and laying Vitrified tiles in floor with different sizes (thickness to be specified by the manufacturer), with water absorption less than 0.08% and conforming to IS:15622, of approved brand & manufacturer, in all colours and shade, laid with cement based high polymer modified quick set tile adhesive (water based) conforming to IS : 15477, in average 6 mm thickness, including grouting of joints (Payment for grouting of joints to be made separately). | item no.318
4.18 | Size of Tile 600x600 mm | item no.319 | 120 | sqm | 1537.4 |  |  | Excess(+) | 1 | Full Conversion | INR | [40 empty] | 184488 | 184488 | INR One Lakh Eighty Four Thousand Four Hundred & Eighty Eight Only | 4.18 | Size of Tile 600x600 mm | item no.319 | 120 | sqm
4.19 | Providing and laying flamed finish Granite stone flooring in required design and patterns, in linear as well as curvilinear portions of the building all complete as per the architectural drawings with 18 mm thick stone slab over 20 mm (average) thick base of cement mortar 1:4 (1 cement : 4 coarse sand) laid and jointed with cement slurry and pointing with white cement slurry admixed with pigment of matching shade including rubbing, curing and polishing etc. all complete as specified and as directed by the Engineer-in-Charge : | item no.320 | [52 empty] | 4.19 | Providing and laying flamed finish Granite stone flooring in required design and patterns, in linear as well as curvilinear portions of the building all complete as per the architectural drawings with 18 mm thick stone slab over 20 mm (average) thick base of cement mortar 1:4 (1 cement : 4 coarse sand) laid and jointed with cement slurry and pointing with white cement slurry admixed with pigment of matching shade including rubbing, curing and polishing etc. all complete as specified and as directed by the Engineer-in-Charge : | item no.320
4.2 | Flamed finish granite stone slab Jet Black, Cherry Red, Elite Brown, Cat Eye or equivalent. | item no.321 | 3 | sqm | 2589.9 |  |  | Excess(+) | 1 | Full Conversion | INR | [40 empty] | 7770 | 7770 | INR Seven Thousand Seven Hundred & Seventy Only | 4.2 | Flamed finish granite stone slab Jet Black, Cherry Red, Elite Brown, Cat Eye or equivalent. | item no.321 | 3 | sqm
4.21 | Providing and laying Polished Granite stone flooring in required design and patterns, in linear as well as curvilinear portions of the building all complete as per the architectural drawings with 18 mm thick stone slab over 20 mm (average) thick base of cement mortar 1:4 (1 cement : 4 coarse sand) laid and jointed with cement slurry and pointing with white cement slurry admixed with pigment of matching shade including rubbing, curing and polishing etc. all complete as specified and as directed by the Engineer-in-Charge. | item no.322 | [52 empty] | 4.21 | Providing and laying Polished Granite stone flooring in required design and patterns, in linear as well as curvilinear portions of the building all complete as per the architectural drawings with 18 mm thick stone slab over 20 mm (average) thick base of cement mortar 1:4 (1 cement : 4 coarse sand) laid and jointed with cement slurry and pointing with white cement slurry admixed with pigment of matching shade including rubbing, curing and polishing etc. all complete as specified and as directed by the Engineer-in-Charge. | item no.322
4.22 | Polished Granite stone slab colour of Black, Cherry/Ruby Red or equivalent | item no.323 | 7 | sqm | 3908.8 |  |  | Excess(+) | 1 | Full Conversion | INR | [40 empty] | 27362 | 27362 | INR Twenty Seven Thousand Three Hundred & Sixty Two Only | 4.22 | Polished Granite stone slab colour of Black, Cherry/Ruby Red or equivalent | item no.323 | 7 | sqm
4.23 | ROOFING | item no.324 | [52 empty] | 4.23 | ROOFING | item no.324
4.24 | Providing corrugated G.S. sheet roofing including vertical / curved surface fixed with polymer coated J or L hooks, bolts and nuts 8 mm diameter with bitumen and G.I. limpet washers or with G.I. limpet washers filled with white lead, including a coat of approved steel primer and two coats of approved paint on overlapping of sheets complete (up to any pitch in horizontal/ vertical or curved surfaces), excluding the cost of purlins, rafters and trusses and including cutting to size and shape wherever required. | item no.325 | [52 empty] | 4.24 | Providing corrugated G.S. sheet roofing including vertical / curved surface fixed with polymer coated J or L hooks, bolts and nuts 8 mm diameter with bitumen and G.I. limpet washers or with G.I. limpet washers filled with white lead, including a coat of approved steel primer and two coats of approved paint on overlapping of sheets complete (up to any pitch in horizontal/ vertical or curved surfaces), excluding the cost of purlins, rafters and trusses and including cutting to size and shape wherever required. | item no.325
4.25 | 0.80 mm thick with zinc coating not less than 275 gm/m² | item no.326 | 50 | sqm | 1135.45 |  |  | Excess(+) | 1 | Full Conversion | INR | [40 empty] | 56773 | 56773 | INR Fifty Six Thousand Seven Hundred & Seventy Three Only | 4.25 | 0.80 mm thick with zinc coating not less than 275 gm/m² | item no.326 | 50 | sqm
4.26 | 0.63 mm thick with zinc coating not less than 275 gm/ m² | item no.327 | 10 | sqm | 978 |  |  | Excess(+) | 1 | Full Conversion | INR | [40 empty] | 9780 | 9780 | INR Nine Thousand Seven Hundred & Eighty Only | 4.26 | 0.63 mm thick with zinc coating not less than 275 gm/ m² | item no.327 | 10 | sqm
4.27 | Providing ridges or hips of width 60 cm overall width plain G.S. sheet fixed with polymer coated J or L hooks, bolts and nuts 8 mm dia G.I. limpet and bitumen washers complete. | item no.328 | [52 empty] | 4.27 | Providing ridges or hips of width 60 cm overall width plain G.S. sheet fixed with polymer coated J or L hooks, bolts and nuts 8 mm dia G.I. limpet and bitumen washers complete. | item no.328
4.28 | 0.80 mm thick with zinc coating not less than 275 gm/m² | item no.329 | 10 | metre | 822.15 |  |  | Excess(+) | 1 | Full Conversion | INR | [40 empty] | 8222 | 8222 | INR Eight Thousand Two Hundred & Twenty Two Only | 4.28 | 0.80 mm thick with zinc coating not less than 275 gm/m² | item no.329 | 10 | metre
4.29 | 0.63 mm thick with zinc coating not less than 275 gm/m² | item no.330 | 10 | metre | 750.85 |  |  | Excess(+) | 1 | Full Conversion | INR | [40 empty] | 7509 | 7509 | INR Seven Thousand Five Hundred & Nine Only | 4.29 | 0.63 mm thick with zinc coating not less than 275 gm/m² | item no.330 | 10 | metre
4.3 | Extra for providing and fixing wind ties of 40x 6 mm flat iron section. | item no.331 | 10 | metre | 163.65 |  |  | Excess(+) | 1 | Full Conversion | INR | [40 empty] | 1637 | 1637 | INR One Thousand Six Hundred & Thirty Seven Only | 4.3 | Extra for providing and fixing wind ties of 40x 6 mm flat iron section. | item no.331 | 10 | metre
4.31 | Providing gola 75x75 mm in cement concrete 1:2:4 (1 cement : 2 coarse sand : 4 stone aggregate 10 mm and down gauge), including finishing with cement mortar 1:3 (1 cement : 3 fine sand) as per standard design : | item no.332 | [52 empty] | 4.31 | Providing gola 75x75 mm in cement concrete 1:2:4 (1 cement : 2 coarse sand : 4 stone aggregate 10 mm and down gauge), including finishing with cement mortar 1:3 (1 cement : 3 fine sand) as per standard design : | item no.332
4.32 | In 75x75 mm deep chase | item no.333 | 15 | metre | 260.2 |  |  | Excess(+) | 1 | Full Conversion | INR | [40 empty] | 3903 | 3903 | INR Three Thousand Nine Hundred & Three Only | 4.32 | In 75x75 mm deep chase | item no.333 | 15 | metre
4.33 | Making khurras 45x45 cm with average minimum thickness of 5 cm cement concrete 1:2:4 (1 cement : 2 coarse sand : 4 graded stone aggregate of 20 mm nominal size) over P.V.C. sheet 1 m x1 m x 400 micron, finished with 12 mm cement plaster 1:3 (1 cement : 3 coarse sand) and a coat of neat cement, rounding the edges and making and finishing the outlet complete. | item no.334 | 3 | each | 266.6 |  |  | Excess(+) | 1 | Full Conversion | INR | [40 empty] | 800 | 800 | INR Eight Hundred Only | 4.33 | Making khurras 45x45 cm with average minimum thickness of 5 cm cement concrete 1:2:4 (1 cement : 2 coarse sand : 4 graded stone aggregate of 20 mm nominal size) over P.V.C. sheet 1 m x1 m x 400 micron, finished with 12 mm cement plaster 1:3 (1 cement : 3 coarse sand) and a coat of neat cement, rounding the edges and making and finishing the outlet complete. | item no.334 | 3 | each
4.34 | Providing and fixing plain multipurpose cement board(Hight pressure steam cured) with suitable screws for cement particle board in ceiling etc. complete (frame work to be paid seperatately). | item no.335 | [52 empty] | 4.34 | Providing and fixing plain multipurpose cement board(Hight pressure steam cured) with suitable screws for cement particle board in ceiling etc. complete (frame work to be paid seperatately). | item no.335
4.35 | 6 mm thick Cement fiber board as per IS: 14862 | item no.336 | 7 | sqm | 773.4 |  |  | Excess(+) | 1 | Full Conversion | INR | [40 empty] | 5414 | 5414 | INR Five Thousand Four Hundred & Fourteen Only | 4.35 | 6 mm thick Cement fiber board as per IS: 14862 | item no.336 | 7 | sqm
4.36 | Extra for sunk or raised mouldings in the plaster of Paris (Gypsum anhydrous) ceiling. | item no.337 | 22 | sqm | 485.75 |  |  | Excess(+) | 1 | Full Conversion | INR | [40 empty] | 10687 | 10687 | INR Ten Thousand Six Hundred & Eighty Seven Only | 4.36 | Extra for sunk or raised mouldings in the plaster of Paris (Gypsum anhydrous) ceiling. | item no.337 | 22 | sqm
4.37 | Providing fixing thermal insulation of ceiling (under deck insulation) with Resin Bonded Fibre glass wool conforming to IS : 8183, density 24kg / m3, 50mm thick, wrapped in 200 G Virgin Polythene bags, fixed to ceiling with metallic cleats (50x50x3 mm) @ 60 cm and wire mesh of 12.5 mm x 24 gauge wire mesh, for top most ceiling of building. | item no.338 | 15 | sqm | 597.85 |  |  | Excess(+) | 1 | Full Conversion | INR | [40 empty] | 8968 | 8968 | INR Eight Thousand Nine Hundred & Sixty Eight Only | 4.37 | Providing fixing thermal insulation of ceiling (under deck insulation) with Resin Bonded Fibre glass wool conforming to IS : 8183, density 24kg / m3, 50mm thick, wrapped in 200 G Virgin Polythene bags, fixed to ceiling with metallic cleats (50x50x3 mm) @ 60 cm and wire mesh of 12.5 mm x 24 gauge wire mesh, for top most ceiling of building. | item no.338 | 15 | sqm
4.38 | Providing and fixing M.S. holder bat clamps of approved design to C.I. or S.C.I. rain water pipes embedded in and including cement concrete blocks 10x10x10 cm of 1:2:4 mix (1 cement : 2 coarse sand : 4 graded stone aggregate 20 mm nominal size) and cost of cutting holes and making good the walls etc. : | item no.339 | [52 empty] | 4.38 | Providing and fixing M.S. holder bat clamps of approved design to C.I. or S.C.I. rain water pipes embedded in and including cement concrete blocks 10x10x10 cm of 1:2:4 mix (1 cement : 2 coarse sand : 4 graded stone aggregate 20 mm nominal size) and cost of cutting holes and making good the walls etc. : | item no.339
4.39 | 100 mm diameter | item no.340 | 5 | each | 308.45 |  |  | Excess(+) | 1 | Full Conversion | INR | [40 empty] | 1542 | 1542 | INR One Thousand Five Hundred & Forty Two Only | 4.39 | 100 mm diameter | item no.340 | 5 | each
4.4 | Providing and fixing on wall face unplasticised Rigid PVC rain water pipes conforming to IS : 13592 Type A, including jointing with seal ring conforming to IS : 5382, leaving 10 mm gap for thermal expansion, (i) Single socketed pipes. | item no.341 | [52 empty] | 4.4 | Providing and fixing on wall face unplasticised Rigid PVC rain water pipes conforming to IS : 13592 Type A, including jointing with seal ring conforming to IS : 5382, leaving 10 mm gap for thermal expansion, (i) Single socketed pipes. | item no.341
4.41 | 75 mm diameter | item no.342 | 7 | metre | 213 |  |  | Excess(+) | 1 | Full Conversion | INR | [40 empty] | 1491 | 1491 | INR One Thousand Four Hundred & Ninety One Only | 4.41 | 75 mm diameter | item no.342 | 7 | metre
4.42 | 110 mm diameter | item no.343 | 30 | metre | 319.75 |  |  | Excess(+) | 1 | Full Conversion | INR | [40 empty] | 9593 | 9593 | INR Nine Thousand Five Hundred & Ninety Three Only | 4.42 | 110 mm diameter | item no.343 | 30 | metre
4.43 | Providing and fixing on wall face unplasticised - PVC moulded fittings/ accessories for unplasticised Rigid PVC rain water pipes conforming to IS : 13592 Type A, including jointing with seal ring conforming to IS : 5382, leaving 10 mm gap for thermal expansion. | item no.344 | [52 empty] | 4.43 | Providing and fixing on wall face unplasticised - PVC moulded fittings/ accessories for unplasticised Rigid PVC rain water pipes conforming to IS : 13592 Type A, including jointing with seal ring conforming to IS : 5382, leaving 10 mm gap for thermal expansion. | item no.344
4.44 | Coupler | item no.345 | [52 empty] | 4.44 | Coupler | item no.345
4.45 | 75 mm | item no.346 | 50 | each | 79.8 |  |  | Excess(+) | 1 | Full Conversion | INR | [40 empty] | 3990 | 3990 | INR Three Thousand Nine Hundred & Ninety Only | 4.45 | 75 mm | item no.346 | 50 | each
4.46 | 110 mm | item no.347 | 3 | each | 119.95 |  |  | Excess(+) | 1 | Full Conversion | INR | [40 empty] | 360 | 360 | INR Three Hundred & Sixty Only | 4.46 | 110 mm | item no.347 | 3 | each
4.47 | Single pushfit Coupler | item no.348 | [52 empty] | 4.47 | Single pushfit Coupler | item no.348
4.48 | 75 mm | item no.349 | 10 | each | 79.8 |  |  | Excess(+) | 1 | Full Conversion | INR | [40 empty] | 798 | 798 | INR Seven Hundred & Ninety Eight Only | 4.48 | 75 mm | item no.349 | 10 | each
4.49 | 110 mm | item no.350 | 10 | each | 110.6 |  |  | Excess(+) | 1 | Full Conversion | INR | [40 empty] | 1106 | 1106 | INR One Thousand One Hundred & Six Only | 4.49 | 110 mm | item no.350 | 10 | each
4.5 | Single tee with door | item no.351 | [52 empty] | 4.5 | Single tee with door | item no.351
4.51 | 75x75x75 mm | item no.352 | 10 | each | 141.55 |  |  | Excess(+) | 1 | Full Conversion | INR | [40 empty] | 1416 | 1416 | INR One Thousand Four Hundred & Sixteen Only | 4.51 | 75x75x75 mm | item no.352 | 10 | each
4.52 | 110x110x110 mm | item no.353 | 7 | each | 205.45 |  |  | Excess(+) | 1 | Full Conversion | INR | [40 empty] | 1438 | 1438 | INR One Thousand Four Hundred & Thirty Eight Only | 4.52 | 110x110x110 mm | item no.353 | 7 | each
4.53 | Single tee without door | item no.354 | [52 empty] | 4.53 | Single tee without door | item no.354
4.54 | 75x75x75 mm | item no.355 | 5 | each | 124.2 |  |  | Excess(+) | 1 | Full Conversion | INR | [40 empty] | 621 | 621 | INR Six Hundred & Twenty One Only | 4.54 | 75x75x75 mm | item no.355 | 5 | each
4.55 | 110x110x110 mm | item no.356 | 7 | each | 190.75 |  |  | Excess(+) | 1 | Full Conversion | INR | [40 empty] | 1335 | 1335 | INR One Thousand Three Hundred & Thirty Five Only | 4.55 | 110x110x110 mm | item no.356 | 7 | each
4.56 | Bend 87.5° | item no.357 | [52 empty] | 4.56 | Bend 87.5° | item no.357
4.57 | 75 mm bend | item no.358 | 3 | each | 91.8 |  |  | Excess(+) | 1 | Full Conversion | INR | [40 empty] | 275 | 275 | INR Two Hundred & Seventy Five Only | 4.57 | 75 mm bend | item no.358 | 3 | each
4.58 | 110 mm bend | item no.359 | 7 | each | 132 |  |  | Excess(+) | 1 | Full Conversion | INR | [40 empty] | 924 | 924 | INR Nine Hundred & Twenty Four Only | 4.58 | 110 mm bend | item no.359 | 7 | each
4.59 | Shoe (Plain) | item no.360 | [52 empty] | 4.59 | Shoe (Plain) | item no.360
4.6 | 75 mm Shoe | item no.361 | 5 | each | 81.1 |  |  | Excess(+) | 1 | Full Conversion | INR | [40 empty] | 406 | 406 | INR Four Hundred & Six Only | 4.6 | 75 mm Shoe | item no.361 | 5 | each
4.61 | 110 mm Shoe | item no.362 | 7 | each | 115.95 |  |  | Excess(+) | 1 | Full Conversion | INR | [40 empty] | 812 | 812 | INR Eight Hundred & Twelve Only | 4.61 | 110 mm Shoe | item no.362 | 7 | each
4.62 | Providing and fixing unplasticised -PVC pipe clips of approved design to unplasticised - PVC rain water pipes by means of 50x50x50 mm hard wood plugs, screwed with M.S. screws of required length, including cutting brick work and fixing in cement mortar 1:4 (1 cement : 4 coarse sand) and making good the wall etc. complete. | item no.363 | [52 empty] | 4.62 | Providing and fixing unplasticised -PVC pipe clips of approved design to unplasticised - PVC rain water pipes by means of 50x50x50 mm hard wood plugs, screwed with M.S. screws of required length, including cutting brick work and fixing in cement mortar 1:4 (1 cement : 4 coarse sand) and making good the wall etc. complete. | item no.363
4.63 | 75 mm | item no.364 | 7 | each | 310.85 |  |  | Excess(+) | 1 | Full Conversion | INR | [40 empty] | 2176 | 2176 | INR Two Thousand One Hundred & Seventy Six Only | 4.63 | 75 mm | item no.364 | 7 | each
4.64 | 110 mm | item no.365 | 7 | each | 309.5 |  |  | Excess(+) | 1 | Full Conversion | INR | [40 empty] | 2167 | 2167 | INR Two Thousand One Hundred & Sixty Seven Only | 4.64 | 110 mm | item no.365 | 7 | each
4.65 | Providing and fixing to the inlet mouth of rain water pipe cast iron grating 15 cm diameter and weighing not less than 440 grams. | item no.366 | 10 | each | 47.9 |  |  | Excess(+) | 1 | Full Conversion | INR | [40 empty] | 479 | 479 | INR Four Hundred & Seventy Nine Only | 4.65 | Providing and fixing to the inlet mouth of rain water pipe cast iron grating 15 cm diameter and weighing not less than 440 grams. | item no.366 | 10 | each
4.66 | Providing and fixing false ceiling at all height including providing and fixing of frame work made of special sections, power pressed from M.S. sheets and galvanized with zinc coating of 120 gms/sqm (both side inclusive) as per IS : 277 and consisting of angle cleats of size 25 mm wide x 1.6 mm thick with flanges of 27 mm and 37mm, at 1200 mm centre to centre, one flange fixed to the ceiling with dash fastener 12.5 mm dia x 50mm long with 6mm dia bolts, other flange of cleat fixed to the angle hangers of 25x10x0.50 mm of required length with nuts & bolts of required size and other end of angle hanger fixed with intermediate G.I. channels 45x15x0.9 mm running at the spacing of 1200 mm centre to centre, to which the ceiling section 0.5 mm thick bottom wedge of 80 mm with tapered flanges of 26 mm each having lips of 10.5 mm, at 450 mm centre to centre, shall be fixed in a direction perpendicular to G.I. intermediate channel with connecting clips made out of 2.64 mm dia x 230 mm long G.I. wire at every junction, including fixing perimeter channels 0.5 mm thick 27 mm high having flanges of 20 mm and 30 mm long, the perimeter of ceiling fixed to wall/partition with the help of rawl plugs at 450 mm centre, with 25mm long dry wall screws @ 230 mm interval, including fixing of gypsum board to ceiling section and perimeter channel with the help of dry wall screws of size 3.5 x 25 mm at 230 mm c/c, including jointing and finishing to a flush finish of tapered and square edges of the board with recommended jointing compound , jointing tapes , finishing with jointing compound in 3 layers covering upto 150 mm on both sides of joint and two coats of primer suitable for board, all as per manufacturer's specification and also including the cost of making openings for light fittings, grills, diffusers, cutouts made with frame of perimeter channels suitably fixed, all complete as per drawings, specification and direction of the Engineer in Charge but excluding the cost of painting with : | item no.367 | [52 empty] | 4.66 | Providing and fixing false ceiling at all height including providing and fixing of frame work made of special sections, power pressed from M.S. sheets and galvanized with zinc coating of 120 gms/sqm (both side inclusive) as per IS : 277 and consisting of angle cleats of size 25 mm wide x 1.6 mm thick with flanges of 27 mm and 37mm, at 1200 mm centre to centre, one flange fixed to the ceiling with dash fastener 12.5 mm dia x 50mm long with 6mm dia bolts, other flange of cleat fixed to the angle hangers of 25x10x0.50 mm of required length with nuts & bolts of required size and other end of angle hanger fixed with intermediate G.I. channels 45x15x0.9 mm running at the spacing of 1200 mm centre to centre, to which the ceiling section 0.5 mm thick bottom wedge of 80 mm with tapered flanges of 26 mm each having lips of 10.5 mm, at 450 mm centre to centre, shall be fixed in a direction perpendicular to G.I. intermediate channel with connecting clips made out of 2.64 mm dia x 230 mm long G.I. wire at every junction, including fixing perimeter channels 0.5 mm thick 27 mm high having flanges of 20 mm and 30 mm long, the perimeter of ceiling fixed to wall/partition with the help of rawl plugs at 450 mm centre, with 25mm long dry wall screws @ 230 mm interval, including fixing of gypsum board to ceiling section and perimeter channel with the help of dry wall screws of size 3.5 x 25 mm at 230 mm c/c, including jointing and finishing to a flush finish of tapered and square edges of the board with recommended jointing compound , jointing tapes , finishing with jointing compound in 3 layers covering upto 150 mm on both sides of joint and two coats of primer suitable for board, all as per manufacturer's specification and also including the cost of making openings for light fittings, grills, diffusers, cutouts made with frame of perimeter channels suitably fixed, all complete as per drawings, specification and direction of the Engineer in Charge but excluding the cost of painting with : | item no.367
4.67 | 12.5 mm thick tapered edge gypsum plain board conforming to IS: 2095- (Part I) :2011 (Board with BIS certification marks) | item no.368 | 40 | sqm | 1145.95 |  |  | Excess(+) | 1 | Full Conversion | INR | [40 empty] | 45838 | 45838 | INR Forty Five Thousand Eight Hundred & Thirty Eight Only | 4.67 | 12.5 mm thick tapered edge gypsum plain board conforming to IS: 2095- (Part I) :2011 (Board with BIS certification marks) | item no.368 | 40 | sqm
4.68 | Providing & fixing UV stabilised fiberglass reinforced plastic sheet roofing up to any pitch, including fixing with polymer coated 'J' or 'L' hooks, bolts & nuts 8mm dia. G.I plain/bitumen washers complete but excluding the cost of purlins, rafters, trusses etc. The sheets shall be manufactured out of 2400 TEX panel rovigs incorporating minimum 0.3% ultra-violet stabiliser in resin system under approximately 2400 psi and hot cured. They shall be of uniform pigmentation and thickness without air pockets and shall conform to IS 10192 and IS 12866.The sheets shall be opaque or translucent, clear or pigmented, textured or smooth as specified. | item no.369 | [52 empty] | 4.68 | Providing & fixing UV stabilised fiberglass reinforced plastic sheet roofing up to any pitch, including fixing with polymer coated 'J' or 'L' hooks, bolts & nuts 8mm dia. G.I plain/bitumen washers complete but excluding the cost of purlins, rafters, trusses etc. The sheets shall be manufactured out of 2400 TEX panel rovigs incorporating minimum 0.3% ultra-violet stabiliser in resin system under approximately 2400 psi and hot cured. They shall be of uniform pigmentation and thickness without air pockets and shall conform to IS 10192 and IS 12866.The sheets shall be opaque or translucent, clear or pigmented, textured or smooth as specified. | item no.369
4.69 | 2 mm thick corrugated (2.5" or 4.2" or 6") or step-down (2" or 3" or 6" ) as specified | item no.370 | 7 | sqm | 1179.25 |  |  | Excess(+) | 1 | Full Conversion | INR | [40 empty] | 8255 | 8255 | INR Eight Thousand Two Hundred & Fifty Five Only | 4.69 | 2 mm thick corrugated (2.5" or 4.2" or 6") or step-down (2" or 3" or 6" ) as specified | item no.370 | 7 | sqm
4.7 | 2 mm thick flat | item no.371 | 7 | sqm | 1048.5 |  |  | Excess(+) | 1 | Full Conversion | INR | [40 empty] | 7340 | 7340 | INR Seven Thousand Three Hundred & Forty Only | 4.7 | 2 mm thick flat | item no.371 | 7 | sqm
4.71 | Providing and fixing precoated galvanised iron profile sheets (size, shape and pitch of corrugation as approved by Engineer-in-charge) 0.50 mm (+ 0.05 %) total coated thickness with zinc coating 120 grams per sqm as per IS: 277, in 240 mpa steel grade, 5-7 microns epoxy primer on both side of the sheet and polyester top coat 15-18 microns. Sheet should have protective guard film of 25 microns minimum to avoid scratches during transportation and should be supplied in single length upto 12 metre or as desired by Engineer- in-charge. The sheet shall be fixed using self drilling /self tapping screws of size (5.5x 55 mm) with EPDM seal, complete upto any pitch in horizontal/ vertical or curved surfaces, excluding the cost of purlins, rafters and trusses and including cutting to size and shape wherever required. | item no.372 | 15 | sqm | 671.55 |  |  | Excess(+) | 1 | Full Conversion | INR | [40 empty] | 10073 | 10073 | INR Ten Thousand &Seventy Three Only | 4.71 | Providing and fixing precoated galvanised iron profile sheets (size, shape and pitch of corrugation as approved by Engineer-in-charge) 0.50 mm (+ 0.05 %) total coated thickness with zinc coating 120 grams per sqm as per IS: 277, in 240 mpa steel grade, 5-7 microns epoxy primer on both side of the sheet and polyester top coat 15-18 microns. Sheet should have protective guard film of 25 microns minimum to avoid scratches during transportation and should be supplied in single length upto 12 metre or as desired by Engineer- in-charge. The sheet shall be fixed using self drilling /self tapping screws of size (5.5x 55 mm) with EPDM seal, complete upto any pitch in horizontal/ vertical or curved surfaces, excluding the cost of purlins, rafters and trusses and including cutting to size and shape wherever required. | item no.372 | 15 | sqm
4.72 | Providing and fixing tiled false ceiling of specified materials of size 595x595 mm in true horizontal level, suspended on inter locking metal grid of hot dipped galvanized steel sections ( galvanized @ 120 grams/ sqm, both side inclusive) consisting of main "T" runner with suitably spaced joints to get required length and of size 24x38 mm made from 0.30 mm thick (minimum) sheet, spaced at 1200 mm center to center and cross "T" of size 24x25 mm made of 0.30 mm thick (minimum) sheet, 1200 mm long spaced between main "T" at 600 mm center to center to form a grid of 1200x600 mm and secondary cross "T" of length 600 mm and size 24x25 mm made of 0.30 mm thick (minimum) sheet to be interlocked at middle of the 1200x600 mm panel to form grids of 600x600 mm and wall angle of size 24x24x0.3 mm and laying false ceiling tiles of approved texture in the grid including, required cutting/making, opening for services like diffusers, grills, light fittings, fixtures, smoke detectors etc. Main "T" runners to be suspended from ceiling using GI slotted cleats of size 27 x 37 x 25 x1.6 mm fixed to ceiling with 12.5 mm dia and 50 mm long dash fasteners, 4 mm GI adjustable rods with galvanised butterfly level clips of size 85 x 30 x 0.8 mm spaced at 1200 mm center to center along main T, bottom exposed width of 24 mm of all T-sections shall be pre-painted with polyester paint, all complete for all heights as per specifications, drawings and as directed by Engineer-in-charge. | item no.373 | [52 empty] | 4.72 | Providing and fixing tiled false ceiling of specified materials of size 595x595 mm in true horizontal level, suspended on inter locking metal grid of hot dipped galvanized steel sections ( galvanized @ 120 grams/ sqm, both side inclusive) consisting of main "T" runner with suitably spaced joints to get required length and of size 24x38 mm made from 0.30 mm thick (minimum) sheet, spaced at 1200 mm center to center and cross "T" of size 24x25 mm made of 0.30 mm thick (minimum) sheet, 1200 mm long spaced between main "T" at 600 mm center to center to form a grid of 1200x600 mm and secondary cross "T" of length 600 mm and size 24x25 mm made of 0.30 mm thick (minimum) sheet to be interlocked at middle of the 1200x600 mm panel to form grids of 600x600 mm and wall angle of size 24x24x0.3 mm and laying false ceiling tiles of approved texture in the grid including, required cutting/making, opening for services like diffusers, grills, light fittings, fixtures, smoke detectors etc. Main "T" runners to be suspended from ceiling using GI slotted cleats of size 27 x 37 x 25 x1.6 mm fixed to ceiling with 12.5 mm dia and 50 mm long dash fasteners, 4 mm GI adjustable rods with galvanised butterfly level clips of size 85 x 30 x 0.8 mm spaced at 1200 mm center to center along main T, bottom exposed width of 24 mm of all T-sections shall be pre-painted with polyester paint, all complete for all heights as per specifications, drawings and as directed by Engineer-in-charge. | item no.373
4.73 | GI Metal Ceiling Lay in plain Tegular edge Global white color tiles of size 595x595 mm, and 0.5 mm thick with 8 mm drop; made of G I sheet having galvanizing of 100 gms/sqm (both sides inclusive) and electro statically polyester powder coated of thickness 60 microns (minimum), including factory painted after bending. | item no.374 | 7 | sqm | 1591.7 |  |  | Excess(+) | 1 | Full Conversion | INR | [40 empty] | 11142 | 11142 | INR Eleven Thousand One Hundred & Forty Two Only | 4.73 | GI Metal Ceiling Lay in plain Tegular edge Global white color tiles of size 595x595 mm, and 0.5 mm thick with 8 mm drop; made of G I sheet having galvanizing of 100 gms/sqm (both sides inclusive) and electro statically polyester powder coated of thickness 60 microns (minimum), including factory painted after bending. | item no.374 | 7 | sqm
4.74 | GI Metal Ceiling Lay in perforated Tegular edge global white color tiles of size 595x595 mm and 0.5 mm thick with 8 mm drop; made of GI sheet having galvanizing of 100 gms/sqm (both sides inclusive) and 20% perforation area with 1.8 mm dia holes and having NRC (Noise Reduction Coefficient ) of 0.5, electro statically polyester powder coated of thickness 60 microns (minimum), including factory painted after bending and perforation, and backed with a black Glass fiber acoustical fleece. | item no.375 | 10 | sqm | 1746.25 |  |  | Excess(+) | 1 | Full Conversion | INR | [40 empty] | 17463 | 17463 | INR Seventeen Thousand Four Hundred & Sixty Three Only | 4.74 | GI Metal Ceiling Lay in perforated Tegular edge global white color tiles of size 595x595 mm and 0.5 mm thick with 8 mm drop; made of GI sheet having galvanizing of 100 gms/sqm (both sides inclusive) and 20% perforation area with 1.8 mm dia holes and having NRC (Noise Reduction Coefficient ) of 0.5, electro statically polyester powder coated of thickness 60 microns (minimum), including factory painted after bending and perforation, and backed with a black Glass fiber acoustical fleece. | item no.375 | 10 | sqm
4.75 | 12.5 mm thick square edge PVC Laminated Gypsum Tile of size 595x595 mm, made of Gypsum plasterboard, manufactured from natural gypsum as per IS 2095 part I and laminated with white 0.16mm thick fire retardant PVC film on the face side and 12micron metalized polyester on the back side with all edges sealed with the face side PVC film which goes around and wraps the edges and is bonded to the edges and the back side metalized polyester film so as to make the tile a completely sealed unit. | item no.376 | 10 | sqm | 1948.95 |  |  | Excess(+) | 1 | Full Conversion | INR | [40 empty] | 19490 | 19490 | INR Nineteen Thousand Four Hundred & Ninety Only | 4.75 | 12.5 mm thick square edge PVC Laminated Gypsum Tile of size 595x595 mm, made of Gypsum plasterboard, manufactured from natural gypsum as per IS 2095 part I and laminated with white 0.16mm thick fire retardant PVC film on the face side and 12micron metalized polyester on the back side with all edges sealed with the face side PVC film which goes around and wraps the edges and is bonded to the edges and the back side metalized polyester film so as to make the tile a completely sealed unit. | item no.376 | 10 | sqm
4.76 | 12.5 mm thick fully Perforated Gypsum Board tile made from plasterboard having glass fibre conforming to IS: 2095 part I, of size 595x595 mm, having perforation of 9.7x9.7 mm at 19.4 mm c/c with center borders of 48 mm and the side borders of 30 mm, backed with non woven tissue on the back side, having an NRC (Noise Reduction Coefficient) of 0.79, with 50 mm resin bonded glass wool backing. | item no.377 | 10 | sqm | 1247.5 |  |  | Excess(+) | 1 | Full Conversion | INR | [40 empty] | 12475 | 12475 | INR Twelve Thousand Four Hundred & Seventy Five Only | 4.76 | 12.5 mm thick fully Perforated Gypsum Board tile made from plasterboard having glass fibre conforming to IS: 2095 part I, of size 595x595 mm, having perforation of 9.7x9.7 mm at 19.4 mm c/c with center borders of 48 mm and the side borders of 30 mm, backed with non woven tissue on the back side, having an NRC (Noise Reduction Coefficient) of 0.79, with 50 mm resin bonded glass wool backing. | item no.377 | 10 | sqm
4.77 | Providing and Fixing 15 mm thick densified tegular edged eco friendly light weight calcium silicate false ceiling tiles of approved texture of size 595 x 595 mm in true horizontal level, suspended on inter locking metal grid of hot dipped galvanised steel sections (galvanising @ 120 grams per sqm including both side) consisting of main ‘T’ runner suitably spaced at joints to get required length and of size 24x38 mm made from 0.33 mm thick (minimum) sheet, spaced 1200 mm centre to centre, and cross “T” of size 24x28 mm made out of 0.33 mm (Minimum) sheet, 1200 mm long spaced between main’T’ at 600 mm centre to centre to form a grid of 1200x600 mm and secondary cross ‘T’ of length 600 mm and size 24 x28 mm made of 0.33 mm thick (Minimum) sheet to be inter locked at middle of the 1200x 600 mm panel to from grid of size 600x600 mm, resting on periphery walls /partitions on a Perimeter wall angle pre-coated steel of size(24x24X3000 mm made of 0.40 mm thick (minimum) sheet with the help of rawl plugs at 450 mm centre to centre with 25 mm long dry wall screws @ 230 mm interval and laying 15 mm thick densified edges calicum silicate ceiling tiles of approved texture in the grid, including, cutting/ making opening for services like diffusers, grills, light fittings, fixtures, smoke detectors etc., wherever required. Main ‘T’ runners to be suspended from ceiling using G.I. slotted cleats of size 25x35x1.6 mm fixed to ceiling with 12.5 mm dia and 50 mm long dash fasteners, 4 mm G.I. adjustable rods with galvanised steel level clips of size 85 x 30 x 0.8 mm, spaced at 1200 mm centre to centre along main ‘T’, bottom exposed with 24 mm of all Tsections shall be pre-painted with polyster baked paint, for all heights, as per specifications, drawings and as directed by Engineer-in-Charge. | item no.378 | 7 | sqm | 1718.7 |  |  | Excess(+) | 1 | Full Conversion | INR | [40 empty] | 12031 | 12031 | INR Twelve Thousand &Thirty One Only | 4.77 | Providing and Fixing 15 mm thick densified tegular edged eco friendly light weight calcium silicate false ceiling tiles of approved texture of size 595 x 595 mm in true horizontal level, suspended on inter locking metal grid of hot dipped galvanised steel sections (galvanising @ 120 grams per sqm including both side) consisting of main ‘T’ runner suitably spaced at joints to get required length and of size 24x38 mm made from 0.33 mm thick (minimum) sheet, spaced 1200 mm centre to centre, and cross “T” of size 24x28 mm made out of 0.33 mm (Minimum) sheet, 1200 mm long spaced between main’T’ at 600 mm centre to centre to form a grid of 1200x600 mm and secondary cross ‘T’ of length 600 mm and size 24 x28 mm made of 0.33 mm thick (Minimum) sheet to be inter locked at middle of the 1200x 600 mm panel to from grid of size 600x600 mm, resting on periphery walls /partitions on a Perimeter wall angle pre-coated steel of size(24x24X3000 mm made of 0.40 mm thick (minimum) sheet with the help of rawl plugs at 450 mm centre to centre with 25 mm long dry wall screws @ 230 mm interval and laying 15 mm thick densified edges calicum silicate ceiling tiles of approved texture in the grid, including, cutting/ making opening for services like diffusers, grills, light fittings, fixtures, smoke detectors etc., wherever required. Main ‘T’ runners to be suspended from ceiling using G.I. slotted cleats of size 25x35x1.6 mm fixed to ceiling with 12.5 mm dia and 50 mm long dash fasteners, 4 mm G.I. adjustable rods with galvanised steel level clips of size 85 x 30 x 0.8 mm, spaced at 1200 mm centre to centre along main ‘T’, bottom exposed with 24 mm of all Tsections shall be pre-painted with polyster baked paint, for all heights, as per specifications, drawings and as directed by Engineer-in-Charge. | item no.378 | 7 | sqm
4.78 | Providing and fixing thermal insulation with Resin Bonded Fibre glass wool conforming to IS: 8183 having density 24 kg/m3, 50 mm thick, wrapped in 200G Virgin Polythene Bags fixed to wall with screw, rawel plug & washers and held in position by criss crossing GI wire etc. complete as per directions of Engineer-in-Charge. | item no.379 | 35 | sqm | 307.35 |  |  | Excess(+) | 1 | Full Conversion | INR | [40 empty] | 10757 | 10757 | INR Ten Thousand Seven Hundred & Fifty Seven Only | 4.78 | Providing and fixing thermal insulation with Resin Bonded Fibre glass wool conforming to IS: 8183 having density 24 kg/m3, 50 mm thick, wrapped in 200G Virgin Polythene Bags fixed to wall with screw, rawel plug & washers and held in position by criss crossing GI wire etc. complete as per directions of Engineer-in-Charge. | item no.379 | 35 | sqm
4.79 | Providing and fixing thermal insulation of ceiling (under deck insulation) with Resin Bonded Rockwool conforming to IS: 8183,density 48 kg/ m3, 50 mm thick, wrapped in 200 G Virgin Polythene bags fixed to ceiling with metallic cleats (50x50x3 mm) @ 60 cm and wire mesh of 12.5mm x 24 gauge wire mesh, for top most ceiling of building. | item no.380 | 50 | sqm | 568.45 |  |  | Excess(+) | 1 | Full Conversion | INR | [40 empty] | 28423 | 28423 | INR Twenty Eight Thousand Four Hundred & Twenty Three Only | 4.79 | Providing and fixing thermal insulation of ceiling (under deck insulation) with Resin Bonded Rockwool conforming to IS: 8183,density 48 kg/ m3, 50 mm thick, wrapped in 200 G Virgin Polythene bags fixed to ceiling with metallic cleats (50x50x3 mm) @ 60 cm and wire mesh of 12.5mm x 24 gauge wire mesh, for top most ceiling of building. | item no.380 | 50 | sqm
4.8 | FINISHING | item no.381 | [52 empty] | 4.8 | FINISHING | item no.381
4.81 | 12 mm cement plaster of mix : | item no.382 | [52 empty] | 4.81 | 12 mm cement plaster of mix : | item no.382
4.82 | 1:6 (1 cement: 6 coarse sand) | item no.383 | 75 | sqm | 294.35 |  |  | Excess(+) | 1 | Full Conversion | INR | [40 empty] | 22076 | 22076 | INR Twenty Two Thousand &Seventy Six Only | 4.82 | 1:6 (1 cement: 6 coarse sand) | item no.383 | 75 | sqm
4.83 | 15 mm cement plaster on rough side of single or half brick wall of mix: | item no.384 | [52 empty] | 4.83 | 15 mm cement plaster on rough side of single or half brick wall of mix: | item no.384
4.84 | 1:6 (1 cement: 6 coarse sand) | item no.385 | 75 | sqm | 339.1 |  |  | Excess(+) | 1 | Full Conversion | INR | [40 empty] | 25433 | 25433 | INR Twenty Five Thousand Four Hundred & Thirty Three Only | 4.84 | 1:6 (1 cement: 6 coarse sand) | item no.385 | 75 | sqm
4.85 | 15 mm cement plaster 1:3 (1 cement: 3 coarse sand) finished with a floating coat of neat cement on the rough side of single or half brick wall. | item no.386 | 20 | sqm | 436.3 |  |  | Excess(+) | 1 | Full Conversion | INR | [40 empty] | 8726 | 8726 | INR Eight Thousand Seven Hundred & Twenty Six Only | 4.85 | 15 mm cement plaster 1:3 (1 cement: 3 coarse sand) finished with a floating coat of neat cement on the rough side of single or half brick wall. | item no.386 | 20 | sqm
4.86 | 6 mm cement plaster of mix : | item no.387 | [52 empty] | 4.86 | 6 mm cement plaster of mix : | item no.387
4.87 | 1:3 (1 cement : 3 fine sand) | item no.388 | 30 | sqm | 253.05 |  |  | Excess(+) | 1 | Full Conversion | INR | [40 empty] | 7592 | 7592 | INR Seven Thousand Five Hundred & Ninety Two Only | 4.87 | 1:3 (1 cement : 3 fine sand) | item no.388 | 30 | sqm
4.88 | 6 mm cement plaster 1:3 (1 cement : 3 fine sand) finished with a floating coat of neat cement and thick coat of Lime wash on top of walls when dry for bearing of R.C.C. slabs and beams. | item no.389 | 50 | sqm | 334.2 |  |  | Excess(+) | 1 | Full Conversion | INR | [40 empty] | 16710 | 16710 | INR Sixteen Thousand Seven Hundred & Ten Only | 4.88 | 6 mm cement plaster 1:3 (1 cement : 3 fine sand) finished with a floating coat of neat cement and thick coat of Lime wash on top of walls when dry for bearing of R.C.C. slabs and beams. | item no.389 | 50 | sqm
4.89 | Neat cement punning. | item no.390 | 50 | sqm | 67.8 |  |  | Excess(+) | 1 | Full Conversion | INR | [40 empty] | 3390 | 3390 | INR Three Thousand Three Hundred & Ninety Only | 4.89 | Neat cement punning. | item no.390 | 50 | sqm
4.9 | Extra for plastering exterior walls of height more than 10 m from ground level for every additional height of 3 m or part thereof. | item no.391 | 20 | sqm | 72.8 |  |  | Excess(+) | 1 | Full Conversion | INR | [40 empty] | 1456 | 1456 | INR One Thousand Four Hundred & Fifty Six Only | 4.9 | Extra for plastering exterior walls of height more than 10 m from ground level for every additional height of 3 m or part thereof. | item no.391 | 20 | sqm
4.91 | Pointing on brick work or brick flooring with cement mortar 1:3 (1 cement : 3 fine sand): | item no.392 | [52 empty] | 4.91 | Pointing on brick work or brick flooring with cement mortar 1:3 (1 cement : 3 fine sand): | item no.392
4.92 | Flush / Ruled/ Struck or weathered pointing | item no.393 | 75 | sqm | 214.4 |  |  | Excess(+) | 1 | Full Conversion | INR | [40 empty] | 16080 | 16080 | INR Sixteen Thousand &Eighty Only | 4.92 | Flush / Ruled/ Struck or weathered pointing | item no.393 | 75 | sqm
4.93 | Pointing on tile brick work with cement mortar 1:3 (1 cement : 3 fine sand): | item no.394 | [52 empty] | 4.93 | Pointing on tile brick work with cement mortar 1:3 (1 cement : 3 fine sand): | item no.394
4.94 | Flush/ Ruled/ Struck or weathered pointing | item no.395 | 10 | sqm | 292.05 |  |  | Excess(+) | 1 | Full Conversion | INR | [40 empty] | 2921 | 2921 | INR Two Thousand Nine Hundred & Twenty One Only | 4.94 | Flush/ Ruled/ Struck or weathered pointing | item no.395 | 10 | sqm
4.95 | White washing with lime to give an even shade : | item no.396 | [52 empty] | 4.95 | White washing with lime to give an even shade : | item no.396
4.96 | New work (three or more coats) | item no.397 | 150 | sqm | 32.45 |  |  | Excess(+) | 1 | Full Conversion | INR | [40 empty] | 4868 | 4868 | INR Four Thousand Eight Hundred & Sixty Eight Only | 4.96 | New work (three or more coats) | item no.397 | 150 | sqm
4.97 | Distempering with oil bound washable distemper of approved brand and manufacture to give an even shade : | item no.398 | [52 empty] | 4.97 | Distempering with oil bound washable distemper of approved brand and manufacture to give an even shade : | item no.398
4.98 | New work (two or more coats) over and including water thinnable priming coat with cement primer | item no.399 | 50 | sqm | 162.55 |  |  | Excess(+) | 1 | Full Conversion | INR | [40 empty] | 8128 | 8128 | INR Eight Thousand One Hundred & Twenty Eight Only | 4.98 | New work (two or more coats) over and including water thinnable priming coat with cement primer | item no.399 | 50 | sqm
4.99 | Distempering with 1st quality acrylic distemper (ready mixed) having VOC content less than 50 gms/litre, of approved manufacturer, of required shade and colour complete, as per manufacturer's specification. | item no.400 | [52 empty] | 4.99 | Distempering with 1st quality acrylic distemper (ready mixed) having VOC content less than 50 gms/litre, of approved manufacturer, of required shade and colour complete, as per manufacturer's specification. | item no.400
5 | Two or more coats on new work | item no.401 | 1500 | sqm | 92.75 |  |  | Excess(+) | 1 | Full Conversion | INR | [40 empty] | 139125 | 139125 | INR One Lakh Thirty Nine Thousand One Hundred & Twenty Five Only | 5 | Two or more coats on new work | item no.401 | 1500 | sqm
5.01 | Applying one coat of water thinnable cement primer of approved brand and manufacture on wall surface : | item no.402 | [52 empty] | 5.01 | Applying one coat of water thinnable cement primer of approved brand and manufacture on wall surface : | item no.402
5.02 | Water thinnable cement primer | item no.403 | 75 | sqm | 64.45 |  |  | Excess(+) | 1 | Full Conversion | INR | [40 empty] | 4834 | 4834 | INR Four Thousand Eight Hundred & Thirty Four Only | 5.02 | Water thinnable cement primer | item no.403 | 75 | sqm
5.03 | Finishing walls with Acrylic Smooth exterior paint of required shade : | item no.404 | [52 empty] | 5.03 | Finishing walls with Acrylic Smooth exterior paint of required shade : | item no.404
5.04 | New work (Two or more coat applied @ 1.67 ltr/10 sqm over and including priming coat of exterior primer applied @ 2.20 kg/10 sqm) | item no.405 | 115 | sqm | 166.85 |  |  | Excess(+) | 1 | Full Conversion | INR | [40 empty] | 19188 | 19188 | INR Nineteen Thousand One Hundred & Eighty Eight Only | 5.04 | New work (Two or more coat applied @ 1.67 ltr/10 sqm over and including priming coat of exterior primer applied @ 2.20 kg/10 sqm) | item no.405 | 115 | sqm
5.05 | Finishing with Deluxe Multi surface paint system for interiors and exteriors using Primer as per manufacturers specifications : | item no.406 | [52 empty] | 5.05 | Finishing with Deluxe Multi surface paint system for interiors and exteriors using Primer as per manufacturers specifications : | item no.406
5.06 | Two or more coats applied on walls @ 1.25 ltr/10 sqm over and including one coat of Special primer applied @ 0.75 ltr /10 sqm | item no.407 | 50 | sqm | 158.95 |  |  | Excess(+) | 1 | Full Conversion | INR | [40 empty] | 7948 | 7948 | INR Seven Thousand Nine Hundred & Forty Eight Only | 5.06 | Two or more coats applied on walls @ 1.25 ltr/10 sqm over and including one coat of Special primer applied @ 0.75 ltr /10 sqm | item no.407 | 50 | sqm
5.07 | Applying priming coat: | item no.408 | [52 empty] | 5.07 | Applying priming coat: | item no.408
5.08 | With ready mixed pink or Grey primer of approved brand and manufacture on wood work (hard and soft wood) | item no.409 | 50 | sqm | 61.45 |  |  | Excess(+) | 1 | Full Conversion | INR | [40 empty] | 3073 | 3073 | INR Three Thousand &Seventy Three Only | 5.08 | With ready mixed pink or Grey primer of approved brand and manufacture on wood work (hard and soft wood) | item no.409 | 50 | sqm
5.09 | With ready mixed aluminium primer of approved brand and manufacture on resinous wood and plywood | item no.410 | 50 | sqm | 62.95 |  |  | Excess(+) | 1 | Full Conversion | INR | [40 empty] | 3148 | 3148 | INR Three Thousand One Hundred & Forty Eight Only | 5.09 | With ready mixed aluminium primer of approved brand and manufacture on resinous wood and plywood | item no.410 | 50 | sqm
5.1 | With ready mixed red oxide zinc chromate primer of approved brand and manufacture on steel galvanised iron/ steel works | item no.411 | 50 | sqm | 55.5 |  |  | Excess(+) | 1 | Full Conversion | INR | [40 empty] | 2775 | 2775 | INR Two Thousand Seven Hundred & Seventy Five Only | 5.1 | With ready mixed red oxide zinc chromate primer of approved brand and manufacture on steel galvanised iron/ steel works | item no.411 | 50 | sqm
5.11 | Painting with silicon & acrylic emulsion based water thinnable sealer of approved brand and manufacture on wet or patchy portion of plastered surfaces : | item no.412 | [52 empty] | 5.11 | Painting with silicon & acrylic emulsion based water thinnable sealer of approved brand and manufacture on wet or patchy portion of plastered surfaces : | item no.412
5.12 | Two coats | item no.413 | 20 | sqm | 132.65 |  |  | Excess(+) | 1 | Full Conversion | INR | [40 empty] | 2653 | 2653 | INR Two Thousand Six Hundred & Fifty Three Only | 5.12 | Two coats | item no.413 | 20 | sqm
5.13 | Wall painting with acrylic emulsion paint of approved brand and manufacture to give an even shade : | item no.414 | [52 empty] | 5.13 | Wall painting with acrylic emulsion paint of approved brand and manufacture to give an even shade : | item no.414
5.14 | Two or more coats on new work | item no.415 | 350 | sqm | 137.85 |  |  | Excess(+) | 1 | Full Conversion | INR | [40 empty] | 48248 | 48248 | INR Forty Eight Thousand Two Hundred & Forty Eight Only | 5.14 | Two or more coats on new work | item no.415 | 350 | sqm
5.15 | Painting with synthetic enamel paint of approved brand and manufacture to give an even shade : | item no.416 | [52 empty] | 5.15 | Painting with synthetic enamel paint of approved brand and manufacture to give an even shade : | item no.416
5.16 | Two or more coats on new work | item no.417 | 350 | sqm | 131.45 |  |  | Excess(+) | 1 | Full Conversion | INR | [40 empty] | 46008 | 46008 | INR Forty Six Thousand &Eight Only | 5.16 | Two or more coats on new work | item no.417 | 350 | sqm
5.17 | Painting with synthetic enamel paint of approved brand and manufacture of required colour to give an even shade : | item no.418 | [52 empty] | 5.17 | Painting with synthetic enamel paint of approved brand and manufacture of required colour to give an even shade : | item no.418
5.18 | Two or more coats on new work over an under coat of suitable shade with ordinary paint of approved brand and manufacture | item no.419 | 40 | sqm | 191.4 |  |  | Excess(+) | 1 | Full Conversion | INR | [40 empty] | 7656 | 7656 | INR Seven Thousand Six Hundred & Fifty Six Only | 5.18 | Two or more coats on new work over an under coat of suitable shade with ordinary paint of approved brand and manufacture | item no.419 | 40 | sqm
5.19 | Painting with black anti-corrosive bitumastic paint of approved brand and manufacture to give an even shade : | item no.420 | [52 empty] | 5.19 | Painting with black anti-corrosive bitumastic paint of approved brand and manufacture to give an even shade : | item no.420
5.2 | Two or more coats on new work | item no.421 | 50 | sqm | 115.1 |  |  | Excess(+) | 1 | Full Conversion | INR | [40 empty] | 5755 | 5755 | INR Five Thousand Seven Hundred & Fifty Five Only | 5.2 | Two or more coats on new work | item no.421 | 50 | sqm
5.21 | French spirit polishing : | item no.422 | [52 empty] | 5.21 | French spirit polishing : | item no.422
5.22 | Two or more coats on new works including a coat of wood filler | item no.423 | 15 | sqm | 368.3 |  |  | Excess(+) | 1 | Full Conversion | INR | [40 empty] | 5525 | 5525 | INR Five Thousand Five Hundred & Twenty Five Only | 5.22 | Two or more coats on new works including a coat of wood filler | item no.423 | 15 | sqm
5.23 | Polishing on wood work with ready mixed wax polish of approved brand and manufacture : | item no.424 | [52 empty] | 5.23 | Polishing on wood work with ready mixed wax polish of approved brand and manufacture : | item no.424
5.24 | New work | item no.425 | 50 | sqm | 164.15 |  |  | Excess(+) | 1 | Full Conversion | INR | [40 empty] | 8208 | 8208 | INR Eight Thousand Two Hundred & Eight Only | 5.24 | New work | item no.425 | 50 | sqm
5.25 | Lettering with black Japan paint of approved brand and manufacture | item no.426 | 50 | per letter per cm height | 5.05 |  |  | Excess(+) | 1 | Full Conversion | INR | [40 empty] | 253 | 253 | INR Two Hundred & Fifty Three Only | 5.25 | Lettering with black Japan paint of approved brand and manufacture | item no.426 | 50 | per letter per cm height
5.26 | Washed stone grit plaster on exterior walls height upto 10 metre above ground level, in two layers, under layer 12 mm cement plaster 1:4 (1 cement : 4 coarse sand ), furrowing the under layer with scratching tool, applying cement slurry on the under layer @ 2 Kg of cement per square metre, top layer 15 mm cement plaster 1:1/ 2:2 (1 cement: 1/2 coarse sand : 2 stone chipping 10 mm nominal size), in panels with groove all around as per approved pattern, including scrubbing and washing the top layer with brushes and water to expose the stone chippings ,complete as per specification and direction of Engineer-in-charge (payment for providing grooves shall be made separately). | item no.427 | 7 | sqm | 985.45 |  |  | Excess(+) | 1 | Full Conversion | INR | [40 empty] | 6898 | 6898 | INR Six Thousand Eight Hundred & Ninety Eight Only | 5.26 | Washed stone grit plaster on exterior walls height upto 10 metre above ground level, in two layers, under layer 12 mm cement plaster 1:4 (1 cement : 4 coarse sand ), furrowing the under layer with scratching tool, applying cement slurry on the under layer @ 2 Kg of cement per square metre, top layer 15 mm cement plaster 1:1/ 2:2 (1 cement: 1/2 coarse sand : 2 stone chipping 10 mm nominal size), in panels with groove all around as per approved pattern, including scrubbing and washing the top layer with brushes and water to expose the stone chippings ,complete as per specification and direction of Engineer-in-charge (payment for providing grooves shall be made separately). | item no.427 | 7 | sqm
5.27 | Forming groove of uniform size in the top layer of washed stone grit plaster as per approved pattern using wooden battens, nailed to the under layer, including removal of wooden battens, repair to the edges of panels and finishing the groove complete as per specifications and direction of the Engineer-in-charge : | item no.428 | [52 empty] | 5.27 | Forming groove of uniform size in the top layer of washed stone grit plaster as per approved pattern using wooden battens, nailed to the under layer, including removal of wooden battens, repair to the edges of panels and finishing the groove complete as per specifications and direction of the Engineer-in-charge : | item no.428
5.28 | 15 mm wide and 15 mm deep groove | item no.429 | 7 | metre | 62.5 |  |  | Excess(+) | 1 | Full Conversion | INR | [40 empty] | 438 | 438 | INR Four Hundred & Thirty Eight Only | 5.28 | 15 mm wide and 15 mm deep groove | item no.429 | 7 | metre
5.29 | Extra for washed grit plaster on exterior walls of height more than 10 m from ground level for every additional height of 3 m or part thereof. | item no.430 | 7 | sqm | 140.85 |  |  | Excess(+) | 1 | Full Conversion | INR | [40 empty] | 986 | 986 | INR Nine Hundred & Eighty Six Only | 5.29 | Extra for washed grit plaster on exterior walls of height more than 10 m from ground level for every additional height of 3 m or part thereof. | item no.430 | 7 | sqm
5.3 | Forming groove of uniform size from 12x12 mm and upto 25x15 mm in the top layer of washed stone grit plastered surface as per approved pattern, including providing and fixing aluminum channels of appropriate size and thickness (not less than 2 mm), nailed to the under layer with rust proof screws and nails and finishing the groove complete as per specifications and direction of the Engineer-in- Charge. | item no.431 | 5 | metre | 88.7 |  |  | Excess(+) | 1 | Full Conversion | INR | [40 empty] | 444 | 444 | INR Four Hundred & Forty Four Only | 5.3 | Forming groove of uniform size from 12x12 mm and upto 25x15 mm in the top layer of washed stone grit plastered surface as per approved pattern, including providing and fixing aluminum channels of appropriate size and thickness (not less than 2 mm), nailed to the under layer with rust proof screws and nails and finishing the groove complete as per specifications and direction of the Engineer-in- Charge. | item no.431 | 5 | metre
5.31 | Extra for using white cement in place of ordinary cement in the top layer of the item of washed stone grit plaster. | item no.432 | 7 | sqm | 82.95 |  |  | Excess(+) | 1 | Full Conversion | INR | [40 empty] | 581 | 581 | INR Five Hundred & Eighty One Only | 5.31 | Extra for using white cement in place of ordinary cement in the top layer of the item of washed stone grit plaster. | item no.432 | 7 | sqm
5.32 | Providing and applying white cement based putty of average thickness 1 mm, of approved brand and manufacturer, over the plastered wall surface to prepare the surface even and smooth complete. | item no.433 | 1850 | sqm | 123.85 |  |  | Excess(+) | 1 | Full Conversion | INR | [40 empty] | 229123 | 229123 | INR Two Lakh Twenty Nine Thousand One Hundred & Twenty Three Only | 5.32 | Providing and applying white cement based putty of average thickness 1 mm, of approved brand and manufacturer, over the plastered wall surface to prepare the surface even and smooth complete. | item no.433 | 1850 | sqm
5.33 | Distempering with 1st quality acrylic distemper, having VOC (Volatile Organic Compound ) content less than 50 grams/ litre, of approved brand and manufacture, including applying additional coats wherever required, to achieve even shade and colour. | item no.434 | [52 empty] | 5.33 | Distempering with 1st quality acrylic distemper, having VOC (Volatile Organic Compound ) content less than 50 grams/ litre, of approved brand and manufacture, including applying additional coats wherever required, to achieve even shade and colour. | item no.434
5.34 | One coat | item no.435 | 10 | sqm | 54.75 |  |  | Excess(+) | 1 | Full Conversion | INR | [40 empty] | 548 | 548 | INR Five Hundred & Forty Eight Only | 5.34 | One coat | item no.435 | 10 | sqm
5.35 | Two coats | item no.436 | 10 | sqm | 90.05 |  |  | Excess(+) | 1 | Full Conversion | INR | [40 empty] | 901 | 901 | INR Nine Hundred & One Only | 5.35 | Two coats | item no.436 | 10 | sqm
5.36 | Wall painting with acrylic emulsion paint, having VOC (Volatile Organic Compound ) content less than 50 grams/ litre, of approved brand and manufacture, including applying additional coats wherever required, to achieve even shade and colour. | item no.437 | [52 empty] | 5.36 | Wall painting with acrylic emulsion paint, having VOC (Volatile Organic Compound ) content less than 50 grams/ litre, of approved brand and manufacture, including applying additional coats wherever required, to achieve even shade and colour. | item no.437
5.37 | One coat | item no.438 | 10 | sqm | 78 |  |  | Excess(+) | 1 | Full Conversion | INR | [40 empty] | 780 | 780 | INR Seven Hundred & Eighty Only | 5.37 | One coat | item no.438 | 10 | sqm
5.38 | Two coats | item no.439 | 10 | sqm | 116.05 |  |  | Excess(+) | 1 | Full Conversion | INR | [40 empty] | 1161 | 1161 | INR One Thousand One Hundred & Sixty One Only | 5.38 | Two coats | item no.439 | 10 | sqm
5.39 | Wall painting with premium acrylic emulsion paint of interior grade, having VOC (Volatile Organic Compound ) content less than 50 grams/ litre of approved brand and manufacture, including applying additional coats wherever required to achieve even shade and colour. | item no.440 | [52 empty] | 5.39 | Wall painting with premium acrylic emulsion paint of interior grade, having VOC (Volatile Organic Compound ) content less than 50 grams/ litre of approved brand and manufacture, including applying additional coats wherever required to achieve even shade and colour. | item no.440
5.4 | Two coats | item no.441 | 10 | sqm | 121.55 |  |  | Excess(+) | 1 | Full Conversion | INR | [40 empty] | 1216 | 1216 | INR One Thousand Two Hundred & Sixteen Only | 5.4 | Two coats | item no.441 | 10 | sqm
5.41 | White washing with lime to give an even shade : | item no.442 | [52 empty] | 5.41 | White washing with lime to give an even shade : | item no.442
5.42 | Old work (two or more coats) | item no.443 | 75 | sqm | 19 |  |  | Excess(+) | 1 | Full Conversion | INR | [40 empty] | 1425 | 1425 | INR One Thousand Four Hundred & Twenty Five Only | 5.42 | Old work (two or more coats) | item no.443 | 75 | sqm
5.43 | Removing white or colour wash by scrapping and sand papering and preparing the surface smooth including necessary repairs to scratches etc. complete | item no.444 | 75 | sqm | 16.35 |  |  | Excess(+) | 1 | Full Conversion | INR | [40 empty] | 1226 | 1226 | INR One Thousand Two Hundred & Twenty Six Only | 5.43 | Removing white or colour wash by scrapping and sand papering and preparing the surface smooth including necessary repairs to scratches etc. complete | item no.444 | 75 | sqm
5.44 | Distempering with 1st quality acrylic distember (Ready mix) having VOC content less than 50 grams/ litre of approved brand and manufacture to give an even shade : | item no.445 | [52 empty] | 5.44 | Distempering with 1st quality acrylic distember (Ready mix) having VOC content less than 50 grams/ litre of approved brand and manufacture to give an even shade : | item no.445
5.45 | Old work (one or more coats) | item no.446 | 11300 | sqm | 56.8 |  |  | Excess(+) | 1 | Full Conversion | INR | [40 empty] | 641840 | 641840 | INR Six Lakh Forty One Thousand Eight Hundred & Forty Only | 5.45 | Old work (one or more coats) | item no.446 | 11300 | sqm
5.46 | Removing dry or oil bound distemper, water proofing cement paint and the like by scrapping, sand papering and preparing the surface smooth including necessary repairs to scratches etc. complete. | item no.447 | 750 | sqm | 20.85 |  |  | Excess(+) | 1 | Full Conversion | INR | [40 empty] | 15638 | 15638 | INR Fifteen Thousand Six Hundred & Thirty Eight Only | 5.46 | Removing dry or oil bound distemper, water proofing cement paint and the like by scrapping, sand papering and preparing the surface smooth including necessary repairs to scratches etc. complete. | item no.447 | 750 | sqm
5.47 | Painting on G.S. sheet with synthetic enamel paint of approved brand and manufacture of required colour to give an even shade : | item no.448 | [52 empty] | 5.47 | Painting on G.S. sheet with synthetic enamel paint of approved brand and manufacture of required colour to give an even shade : | item no.448
5.48 | Old work (one or more coats) | item no.449 | 100 | sqm | 77.2 |  |  | Excess(+) | 1 | Full Conversion | INR | [40 empty] | 7720 | 7720 | INR Seven Thousand Seven Hundred & Twenty Only | 5.48 | Old work (one or more coats) | item no.449 | 100 | sqm
5.49 | Painting (one or more coats) on rain water, soil waste and vent pipes and fittings with black anticorrosive bitumastic paint of approved brand and manufacture on old work : | item no.450 | [52 empty] | 5.49 | Painting (one or more coats) on rain water, soil waste and vent pipes and fittings with black anticorrosive bitumastic paint of approved brand and manufacture on old work : | item no.450
5.5 | 100 mm diameter pipes | item no.451 | 100 | metre | 29.4 |  |  | Excess(+) | 1 | Full Conversion | INR | [40 empty] | 2940 | 2940 | INR Two Thousand Nine Hundred & Forty Only | 5.5 | 100 mm diameter pipes | item no.451 | 100 | metre
5.51 | Painting (two or more coats) on rain water, soil waste and vent pipes and fittings with aluminium paint of approved brand and manufacture over a priming coat of ready mixed zinc chromate yellow primer on new work : | item no.452 | [52 empty] | 5.51 | Painting (two or more coats) on rain water, soil waste and vent pipes and fittings with aluminium paint of approved brand and manufacture over a priming coat of ready mixed zinc chromate yellow primer on new work : | item no.452
5.52 | 100 mm diameter pipes | item no.453 | 100 | metre | 67.7 |  |  | Excess(+) | 1 | Full Conversion | INR | [40 empty] | 6770 | 6770 | INR Six Thousand Seven Hundred & Seventy Only | 5.52 | 100 mm diameter pipes | item no.453 | 100 | metre
5.53 | Wall painting with plastic emulsion paint of approved brand and manufacture to give an even shade: | item no.454 | [52 empty] | 5.53 | Wall painting with plastic emulsion paint of approved brand and manufacture to give an even shade: | item no.454
5.54 | One or more coats on old work | item no.455 | 75 | sqm | 90.85 |  |  | Excess(+) | 1 | Full Conversion | INR | [40 empty] | 6814 | 6814 | INR Six Thousand Eight Hundred & Fourteen Only | 5.54 | One or more coats on old work | item no.455 | 75 | sqm
5.55 | Painting with synthetic enamel paint of approved brand and manufacture of required colour to give an even shade : | item no.456 | [52 empty] | 5.55 | Painting with synthetic enamel paint of approved brand and manufacture of required colour to give an even shade : | item no.456
5.56 | One or more coats on old work | item no.457 | 350 | sqm | 86.55 |  |  | Excess(+) | 1 | Full Conversion | INR | [40 empty] | 30293 | 30293 | INR Thirty Thousand Two Hundred & Ninety Three Only | 5.56 | One or more coats on old work | item no.457 | 350 | sqm
5.57 | Painting with aluminium paint of approved brand and manufacture to give an even shade: | item no.458 | [52 empty] | 5.57 | Painting with aluminium paint of approved brand and manufacture to give an even shade: | item no.458
5.58 | One or more coats on old work | item no.459 | 50 | sqm | 79.4 |  |  | Excess(+) | 1 | Full Conversion | INR | [40 empty] | 3970 | 3970 | INR Three Thousand Nine Hundred & Seventy Only | 5.58 | One or more coats on old work | item no.459 | 50 | sqm
5.59 | Painting with acid proof paint of approved brand and manufacture of required colour to give an even shade : | item no.460 | [52 empty] | 5.59 | Painting with acid proof paint of approved brand and manufacture of required colour to give an even shade : | item no.460
5.6 | One or more coats on old work | item no.461 | 50 | sqm | 91.25 |  |  | Excess(+) | 1 | Full Conversion | INR | [40 empty] | 4563 | 4563 | INR Four Thousand Five Hundred & Sixty Three Only | 5.6 | One or more coats on old work | item no.461 | 50 | sqm
5.61 | Painting with black anti-corrosive bitumastic paint of approved brand and manufacture to give an even shade : | item no.462 | [52 empty] | 5.61 | Painting with black anti-corrosive bitumastic paint of approved brand and manufacture to give an even shade : | item no.462
5.62 | One or more coats on old work | item no.463 | 50 | sqm | 77.05 |  |  | Excess(+) | 1 | Full Conversion | INR | [40 empty] | 3853 | 3853 | INR Three Thousand Eight Hundred & Fifty Three Only | 5.62 | One or more coats on old work | item no.463 | 50 | sqm
5.63 | French spirit polishing : | item no.464 | [52 empty] | 5.63 | French spirit polishing : | item no.464
5.64 | One or more coats on old work | item no.465 | 40 | sqm | 185.4 |  |  | Excess(+) | 1 | Full Conversion | INR | [40 empty] | 7416 | 7416 | INR Seven Thousand Four Hundred & Sixteen Only | 5.64 | One or more coats on old work | item no.465 | 40 | sqm
5.65 | Polishing on wood work with ready made wax polish of approved brand and manufacture : | item no.466 | [52 empty] | 5.65 | Polishing on wood work with ready made wax polish of approved brand and manufacture : | item no.466
5.66 | Old work | item no.467 | 50 | sqm | 82.95 |  |  | Excess(+) | 1 | Full Conversion | INR | [40 empty] | 4148 | 4148 | INR Four Thousand One Hundred & Forty Eight Only | 5.66 | Old work | item no.467 | 50 | sqm
5.67 | Re-lettering with black Japan paint of approved brand and manufacture. | item no.468 | 100 | per letter per cm height | 3.2 |  |  | Excess(+) | 1 | Full Conversion | INR | [40 empty] | 320 | 320 | INR Three Hundred & Twenty Only | 5.67 | Re-lettering with black Japan paint of approved brand and manufacture. | item no.468 | 100 | per letter per cm height
5.68 | Distempering with 1st quality acrylic distemper (ready made) having VOC content less than 50 gm per ltr. of approved manufacturer and of required shade and colour complete. as per manufacturer's specification. | item no.469 | [52 empty] | 5.68 | Distempering with 1st quality acrylic distemper (ready made) having VOC content less than 50 gm per ltr. of approved manufacturer and of required shade and colour complete. as per manufacturer's specification. | item no.469
5.69 | One or more coats on old work | item no.470 | 5 | sqm | 50.6 |  |  | Excess(+) | 1 | Full Conversion | INR | [40 empty] | 253 | 253 | INR Two Hundred & Fifty Three Only | 5.69 | One or more coats on old work | item no.470 | 5 | sqm
5.7 | Finishing walls with textured exterior paint of required shade : | item no.471 | [52 empty] | 5.7 | Finishing walls with textured exterior paint of required shade : | item no.471
5.71 | Old work (One or more coats) applied @ 1.82 ltr/10 sqm. | item no.472 | 5 | sqm | 118.85 |  |  | Excess(+) | 1 | Full Conversion | INR | [40 empty] | 594 | 594 | INR Five Hundred & Ninety Four Only | 5.71 | Old work (One or more coats) applied @ 1.82 ltr/10 sqm. | item no.472 | 5 | sqm
5.72 | Finishing walls with Acrylic Smooth exterior paint of required shade : | item no.473 | [52 empty] | 5.72 | Finishing walls with Acrylic Smooth exterior paint of required shade : | item no.473
5.73 | Old work (One or more coat applied @ 0.90 ltr/10 sqm). | item no.474 | 10 | sqm | 74.75 |  |  | Excess(+) | 1 | Full Conversion | INR | [40 empty] | 748 | 748 | INR Seven Hundred & Forty Eight Only | 5.73 | Old work (One or more coat applied @ 0.90 ltr/10 sqm). | item no.474 | 10 | sqm
5.74 | Finishing walls with Premium Acrylic Smooth exterior paint with Silicone additives of required shade | item no.475 | [52 empty] | 5.74 | Finishing walls with Premium Acrylic Smooth exterior paint with Silicone additives of required shade | item no.475
5.75 | Old work (Two or more coats applied @ 1.43 ltr/ 10 sqm) over existing cement paint surface | item no.476 | 350 | sqm | 108.6 |  |  | Excess(+) | 1 | Full Conversion | INR | [40 empty] | 38010 | 38010 | INR Thirty Eight Thousand &Ten Only | 5.75 | Old work (Two or more coats applied @ 1.43 ltr/ 10 sqm) over existing cement paint surface | item no.476 | 350 | sqm
5.76 | REPAIRS TO BUILDING | item no.477 | [52 empty] | 5.76 | REPAIRS TO BUILDING | item no.477
5.77 | Repairs to plaster of thickness 12 mm to 20 mm in patches of area 2.5 sq.meters and under, including cutting the patch in proper shape, raking out joints and preparing and plastering the surface of the walls complete, including disposal of rubbish to the dumping ground, all complete as per direction of Engineer-in-Charge. | item no.478 | [52 empty] | 5.77 | Repairs to plaster of thickness 12 mm to 20 mm in patches of area 2.5 sq.meters and under, including cutting the patch in proper shape, raking out joints and preparing and plastering the surface of the walls complete, including disposal of rubbish to the dumping ground, all complete as per direction of Engineer-in-Charge. | item no.478
5.78 | With cement mortar 1:4 (1cement: 4 coarse sand) | item no.479 | 35 | sqm | 478 |  |  | Excess(+) | 1 | Full Conversion | INR | [40 empty] | 16730 | 16730 | INR Sixteen Thousand Seven Hundred & Thirty Only | 5.78 | With cement mortar 1:4 (1cement: 4 coarse sand) | item no.479 | 35 | sqm
5.79 | Fixing chowkhats in existing opening including embedding chowkhats in floors or walls cutting masonry for holdfasts, embedding hold fasts in cement concrete blocks of size 15 x 10 x 10 cm with cement concrete 1:3:6 (1 cement : 3 coarse sand : 6 graded stone aggregate 20 mm nominal size), painting two coats of approved wood preservative to sides of chowkhats and making good the damages to walls and floors as required complete, including disposal of rubbish to the dumping ground, all complete as per direction of Engineer-in-Charge. | item no.480 | [52 empty] | 5.79 | Fixing chowkhats in existing opening including embedding chowkhats in floors or walls cutting masonry for holdfasts, embedding hold fasts in cement concrete blocks of size 15 x 10 x 10 cm with cement concrete 1:3:6 (1 cement : 3 coarse sand : 6 graded stone aggregate 20 mm nominal size), painting two coats of approved wood preservative to sides of chowkhats and making good the damages to walls and floors as required complete, including disposal of rubbish to the dumping ground, all complete as per direction of Engineer-in-Charge. | item no.480
5.8 | Door chowkhats | item no.481 | 3 | each | 1505.3 |  |  | Excess(+) | 1 | Full Conversion | INR | [40 empty] | 4516 | 4516 | INR Four Thousand Five Hundred & Sixteen Only | 5.8 | Door chowkhats | item no.481 | 3 | each
5.81 | Window chowkhats | item no.482 | 2 | each | 948.05 |  |  | Excess(+) | 1 | Full Conversion | INR | [40 empty] | 1896 | 1896 | INR One Thousand Eight Hundred & Ninety Six Only | 5.81 | Window chowkhats | item no.482 | 2 | each
5.82 | Making the opening in brick masonry including dismantling in floor or walls by cutting masonry and making good the damages to walls, flooring and jambs complete, to match existing surface i/c disposal of mulba/ rubbish to the nearest municipal dumping ground, all complete as per direction of Engineer-in-Charge. | item no.483 | [52 empty] | 5.82 | Making the opening in brick masonry including dismantling in floor or walls by cutting masonry and making good the damages to walls, flooring and jambs complete, to match existing surface i/c disposal of mulba/ rubbish to the nearest municipal dumping ground, all complete as per direction of Engineer-in-Charge. | item no.483
5.83 | For door/ window/ clerestory window | item no.484 | 3 | sqm | 1046.95 |  |  | Excess(+) | 1 | Full Conversion | INR | [40 empty] | 3141 | 3141 | INR Three Thousand One Hundred & Forty One Only | 5.83 | For door/ window/ clerestory window | item no.484 | 3 | sqm
5.84 | Renewing glass panes, with putty and nails wherever necessary including racking out the old putty: | item no.485 | [52 empty] | 5.84 | Renewing glass panes, with putty and nails wherever necessary including racking out the old putty: | item no.485
5.85 | Float glass panes of nominal thickness 4 mm (weight not less than 10kg/sqm) | item no.486 | 15 | sqm | 941.95 |  |  | Excess(+) | 1 | Full Conversion | INR | [40 empty] | 14129 | 14129 | INR Fourteen Thousand One Hundred & Twenty Nine Only | 5.85 | Float glass panes of nominal thickness 4 mm (weight not less than 10kg/sqm) | item no.486 | 15 | sqm
5.86 | Renewing glass panes and refixing existing wooden fillets: | item no.487 | [52 empty] | 5.86 | Renewing glass panes and refixing existing wooden fillets: | item no.487
5.87 | Float glass panes of nominal thickness 4 mm (weight not less than 10kg/sqm) | item no.488 | 2 | sqm | 1055.2 |  |  | Excess(+) | 1 | Full Conversion | INR | [40 empty] | 2110 | 2110 | INR Two Thousand One Hundred & Ten Only | 5.87 | Float glass panes of nominal thickness 4 mm (weight not less than 10kg/sqm) | item no.488 | 2 | sqm
5.88 | Renewal of old putty of glass panes (length) | item no.489 | 35 | metre | 46.4 |  |  | Excess(+) | 1 | Full Conversion | INR | [40 empty] | 1624 | 1624 | INR One Thousand Six Hundred & Twenty Four Only | 5.88 | Renewal of old putty of glass panes (length) | item no.489 | 35 | metre
5.89 | Refixing old glass panes with putty and nails | item no.490 | 50 | sqm | 603.05 |  |  | Excess(+) | 1 | Full Conversion | INR | [40 empty] | 30153 | 30153 | INR Thirty Thousand One Hundred & Fifty Three Only | 5.89 | Refixing old glass panes with putty and nails | item no.490 | 50 | sqm
5.9 | Raking out joints in lime or cement mortar and preparing the surface for re-pointing or replastering, including disposal of rubbish to the dumping ground, all complete as per direction of Engineer-in-Charge. | item no.491 | 20 | sqm | 59.75 |  |  | Excess(+) | 1 | Full Conversion | INR | [40 empty] | 1195 | 1195 | INR One Thousand One Hundred & Ninety Five Only | 5.9 | Raking out joints in lime or cement mortar and preparing the surface for re-pointing or replastering, including disposal of rubbish to the dumping ground, all complete as per direction of Engineer-in-Charge. | item no.491 | 20 | sqm
5.91 | Renewing Wrought iron or M.S. Wheel or roller of steel door or gate and fitting and fixing the same with necessary clamps, nuts and bolts/welding and erection etc. complete. | item no.492 | [52 empty] | 5.91 | Renewing Wrought iron or M.S. Wheel or roller of steel door or gate and fitting and fixing the same with necessary clamps, nuts and bolts/welding and erection etc. complete. | item no.492
5.92 | Wheel 50 mm dia and below | item no.493 | 50 | per wheel | 150.95 |  |  | Excess(+) | 1 | Full Conversion | INR | [40 empty] | 7548 | 7548 | INR Seven Thousand Five Hundred & Forty Eight Only | 5.92 | Wheel 50 mm dia and below | item no.493 | 50 | per wheel
5.93 | Wheel above 50 mm dia | item no.494 | 50 | per wheel | 253 |  |  | Excess(+) | 1 | Full Conversion | INR | [40 empty] | 12650 | 12650 | INR Twelve Thousand Six Hundred & Fifty Only | 5.93 | Wheel above 50 mm dia | item no.494 | 50 | per wheel
5.94 | Providing and fixing double scaffolding system (cup lock type) on the exterior side, up to seven story height made with 40 mm dia M.S. tube 1.5 m centre to centre, horizontal & vertical tubes joining with cup & lock system with M.S. tubes, M.S. tube challies, M.S. clamps and M.S. staircase system in the scaffolding for working platform etc. and maintaining it in a serviceable condition for the required duration as approved and removing it there after .The scaffolding system shall be stiffened with bracings, runners, connection with the building etc wherever required for inspection of work at required locations with essential safety features for the workmen etc. complete as per directions and approval of Engineer- in-charge .The elevational area of the scaffolding shall be measured for payment purpose .The payment will be made once irrespective of duration of scaffolding. | item no.495 | 150 | sqm | 285 |  |  | Excess(+) | 1 | Full Conversion | INR | [40 empty] | 42750 | 42750 | INR Forty Two Thousand Seven Hundred & Fifty Only | 5.94 | Providing and fixing double scaffolding system (cup lock type) on the exterior side, up to seven story height made with 40 mm dia M.S. tube 1.5 m centre to centre, horizontal & vertical tubes joining with cup & lock system with M.S. tubes, M.S. tube challies, M.S. clamps and M.S. staircase system in the scaffolding for working platform etc. and maintaining it in a serviceable condition for the required duration as approved and removing it there after .The scaffolding system shall be stiffened with bracings, runners, connection with the building etc wherever required for inspection of work at required locations with essential safety features for the workmen etc. complete as per directions and approval of Engineer- in-charge .The elevational area of the scaffolding shall be measured for payment purpose .The payment will be made once irrespective of duration of scaffolding. | item no.495 | 150 | sqm
5.95 | Cleaning of under ground sump, Over Head R.C.C. Tank ( independent staging) including disposal of slit and rubbish, all as per direction of Engineer-in-Charge. The cleaning shall consist following operations:- (i) Tank shall be emptied of water by pumping & bottom shall be cleaned of silt and other deposits. (ii) Entire surface area of the sump shall then scrubbed thoroughly with wire brush etc. and pressure washed with water. (iii) Chlorination of RCC internal surface by liquid chlorine. (iv) The treated surface shall be dried using air jetting and all loose particles shall be removal from the surface. (v) Finally the surface shall be treated with ultraviolet radiation etc. as per direction of Engineer-in-Charge. | item no.496 | 100 | sqm | 71.3 |  |  | Excess(+) | 1 | Full Conversion | INR | [40 empty] | 7130 | 7130 | INR Seven Thousand One Hundred & Thirty Only | 5.95 | Cleaning of under ground sump, Over Head R.C.C. Tank ( independent staging) including disposal of slit and rubbish, all as per direction of Engineer-in-Charge. The cleaning shall consist following operations:- (i) Tank shall be emptied of water by pumping & bottom shall be cleaned of silt and other deposits. (ii) Entire surface area of the sump shall then scrubbed thoroughly with wire brush etc. and pressure washed with water. (iii) Chlorination of RCC internal surface by liquid chlorine. (iv) The treated surface shall be dried using air jetting and all loose particles shall be removal from the surface. (v) Finally the surface shall be treated with ultraviolet radiation etc. as per direction of Engineer-in-Charge. | item no.496 | 100 | sqm
5.96 | Cutting holes of required size in brick masonry wall for fixing of exhaust fan including providing and fixing 300 mm dia PVC pipe conforming BIS-12818 and making good the same etc. complete as per direction of Engineer-in-charge. | item no.497 | 7 | each | 243.1 |  |  | Excess(+) | 1 | Full Conversion | INR | [40 empty] | 1702 | 1702 | INR One Thousand Seven Hundred & Two Only | 5.96 | Cutting holes of required size in brick masonry wall for fixing of exhaust fan including providing and fixing 300 mm dia PVC pipe conforming BIS-12818 and making good the same etc. complete as per direction of Engineer-in-charge. | item no.497 | 7 | each
5.97 | Hacking of CC flooring including cleaning for surface etc. complete as per direction of the Engineer-in-Charge. | item no.498 | 75 | sqm | 2.85 |  |  | Excess(+) | 1 | Full Conversion | INR | [40 empty] | 214 | 214 | INR Two Hundred & Fourteen Only | 5.97 | Hacking of CC flooring including cleaning for surface etc. complete as per direction of the Engineer-in-Charge. | item no.498 | 75 | sqm
5.98 | Dismantling 15 to 40 mm dia G.I. pipe including stacking of dismantled pipes (within 50 metres lead) as per direction of Engineer- in-Charge. (a) Internal Work- Exposed on wall | item no.499 | 35 | metre | 2.85 |  |  | Excess(+) | 1 | Full Conversion | INR | [40 empty] | 100 | 100 | INR One Hundred Only | 5.98 | Dismantling 15 to 40 mm dia G.I. pipe including stacking of dismantled pipes (within 50 metres lead) as per direction of Engineer- in-Charge. (a) Internal Work- Exposed on wall | item no.499 | 35 | metre
5.99 | Taking out existing wooden door shutter, repair by cutting, painting etc. and refixing of repaired door shutters to existing door frames, including replacement of hinges with screws, etc. as required, all complete as per the direction of the Engineer-in-charge. | item no.500 | 10 | each | 325.95 |  |  | Excess(+) | 1 | Full Conversion | INR | [40 empty] | 3260 | 3260 | INR Three Thousand Two Hundred & Sixty Only | 5.99 | Taking out existing wooden door shutter, repair by cutting, painting etc. and refixing of repaired door shutters to existing door frames, including replacement of hinges with screws, etc. as required, all complete as per the direction of the Engineer-in-charge. | item no.500 | 10 | each
6 | Dismantling and Demolishing | item no.501 | [52 empty] | 6 | Dismantling and Demolishing | item no.501
6.01 | Demolishing lime concrete manually/ by mechanical means and disposal of material within 50 metres lead as per direction of Engineer- in-charge. | item no.502 | 10 | cum | 701.95 |  |  | Excess(+) | 1 | Full Conversion | INR | [40 empty] | 7020 | 7020 | INR Seven Thousand &Twenty Only | 6.01 | Demolishing lime concrete manually/ by mechanical means and disposal of material within 50 metres lead as per direction of Engineer- in-charge. | item no.502 | 10 | cum
6.02 | Demolishing cement concrete manually/ by mechanical means including disposal of material within 50 metres lead as per direction of Engineer - in - charge. | item no.503 | [52 empty] | 6.02 | Demolishing cement concrete manually/ by mechanical means including disposal of material within 50 metres lead as per direction of Engineer - in - charge. | item no.503
6.03 | Nominal concrete 1:3:6 or richer mix (i/c equivalent design mix) | item no.504 | 3 | cum | 2007.1 |  |  | Excess(+) | 1 | Full Conversion | INR | [40 empty] | 6021 | 6021 | INR Six Thousand &Twenty One Only | 6.03 | Nominal concrete 1:3:6 or richer mix (i/c equivalent design mix) | item no.504 | 3 | cum
6.04 | Nominal concrete 1:4:8 or leaner mix (i/c equivalent design mix) | item no.505 | 3 | cum | 1239.6 |  |  | Excess(+) | 1 | Full Conversion | INR | [40 empty] | 3719 | 3719 | INR Three Thousand Seven Hundred & Nineteen Only | 6.04 | Nominal concrete 1:4:8 or leaner mix (i/c equivalent design mix) | item no.505 | 3 | cum
6.05 | Demolishing R.C.C. work manually/ by mechanical means including stacking of steel bars and disposal of unserviceable material within 50 metres lead as per direction of Engineer - in- charge. | item no.506 | 1 | cum | 2928.1 |  |  | Excess(+) | 1 | Full Conversion | INR | [40 empty] | 2928 | 2928 | INR Two Thousand Nine Hundred & Twenty Eight Only | 6.05 | Demolishing R.C.C. work manually/ by mechanical means including stacking of steel bars and disposal of unserviceable material within 50 metres lead as per direction of Engineer - in- charge. | item no.506 | 1 | cum
6.06 | Extra for cutting reinforcement bars manually/ by mechanical means in R.C.C. or R.B. work (Payment shall be made on the cross sectional area of R.C.C. or R.B. work) as per direction of Engineer- in-charge. | item no.507 | 1 | sqm | 947.1 |  |  | Excess(+) | 1 | Full Conversion | INR | [40 empty] | 947 | 947 | INR Nine Hundred & Forty Seven Only | 6.06 | Extra for cutting reinforcement bars manually/ by mechanical means in R.C.C. or R.B. work (Payment shall be made on the cross sectional area of R.C.C. or R.B. work) as per direction of Engineer- in-charge. | item no.507 | 1 | sqm
6.07 | Demolishing brick work manually/ by mechanical means including stacking of serviceable material and disposal of unserviceable material within 50 metres lead as per direction of Engineer-in-charge. | item no.508 | [52 empty] | 6.07 | Demolishing brick work manually/ by mechanical means including stacking of serviceable material and disposal of unserviceable material within 50 metres lead as per direction of Engineer-in-charge. | item no.508
6.08 | In cement mortar | item no.509 | 7 | cum | 1698.45 |  |  | Excess(+) | 1 | Full Conversion | INR | [40 empty] | 11889 | 11889 | INR Eleven Thousand Eight Hundred & Eighty Nine Only | 6.08 | In cement mortar | item no.509 | 7 | cum
6.09 | Removing mortar from bricks and cleaning bricks including stacking within a lead of 50 m (stacks of cleaned bricks shall be measured): | item no.510 | [52 empty] | 6.09 | Removing mortar from bricks and cleaning bricks including stacking within a lead of 50 m (stacks of cleaned bricks shall be measured): | item no.510
6.1 | From brick work in cement mortar | item no.511 | 1500 | 1000 Nos | 5522.25 |  |  | Excess(+) | 1 | Full Conversion | INR | [40 empty] | 8283 | 8283 | INR Eight Thousand Two Hundred & Eighty Three Only | 6.1 | From brick work in cement mortar | item no.511 | 1500 | 1000 Nos
6.11 | Dismantling doors, windows and clerestory windows (steel or wood) shutter including chowkhats, architrave, holdfasts etc. complete and stacking within 50 metres lead : | item no.512 | [52 empty] | 6.11 | Dismantling doors, windows and clerestory windows (steel or wood) shutter including chowkhats, architrave, holdfasts etc. complete and stacking within 50 metres lead : | item no.512
6.12 | Of area 3 sq. metres and below | item no.513 | 3 | each | 302.7 |  |  | Excess(+) | 1 | Full Conversion | INR | [40 empty] | 908 | 908 | INR Nine Hundred & Eight Only | 6.12 | Of area 3 sq. metres and below | item no.513 | 3 | each
6.13 | Of area beyond 3 sq. metres | item no.514 | 3 | each | 414.55 |  |  | Excess(+) | 1 | Full Conversion | INR | [40 empty] | 1244 | 1244 | INR One Thousand Two Hundred & Forty Four Only | 6.13 | Of area beyond 3 sq. metres | item no.514 | 3 | each
6.14 | Taking out doors, windows and clerestory window shutters (steel or wood) including stacking within 50 metres lead : | item no.515 | [52 empty] | 6.14 | Taking out doors, windows and clerestory window shutters (steel or wood) including stacking within 50 metres lead : | item no.515
6.15 | Of area 3 sq. metres and below | item no.516 | 7 | each | 118.3 |  |  | Excess(+) | 1 | Full Conversion | INR | [40 empty] | 828 | 828 | INR Eight Hundred & Twenty Eight Only | 6.15 | Of area 3 sq. metres and below | item no.516 | 7 | each
6.16 | Dismantling wood work in frames, trusses, purlins and rafters up to 10 metres span and 5 metres height including stacking the material within 50 metres lead : | item no.517 | [52 empty] | 6.16 | Dismantling wood work in frames, trusses, purlins and rafters up to 10 metres span and 5 metres height including stacking the material within 50 metres lead : | item no.517
6.17 | Of sectional area below 40 square centimetres | item no.518 | 350 | metre | 14.7 |  |  | Excess(+) | 1 | Full Conversion | INR | [40 empty] | 5145 | 5145 | INR Five Thousand One Hundred & Forty Five Only | 6.17 | Of sectional area below 40 square centimetres | item no.518 | 350 | metre
6.18 | Dismantling steel work in built up sections in angles, tees, flats and channels including all gusset plates, bolts, nuts, cutting rivets, welding etc. including dismembering and stacking within 50 metres lead. | item no.519 | 750 | kg | 4.65 |  |  | Excess(+) | 1 | Full Conversion | INR | [40 empty] | 3488 | 3488 | INR Three Thousand Four Hundred & Eighty Eight Only | 6.18 | Dismantling steel work in built up sections in angles, tees, flats and channels including all gusset plates, bolts, nuts, cutting rivets, welding etc. including dismembering and stacking within 50 metres lead. | item no.519 | 750 | kg
6.19 | Dismantling tile work in floors and roofs laid in cement mortar including stacking material within 50 metres lead. | item no.520 | [52 empty] | 6.19 | Dismantling tile work in floors and roofs laid in cement mortar including stacking material within 50 metres lead. | item no.520
6.2 | For thickness of tiles 10 mm to 25 mm | item no.521 | 15 | sqm | 60.5 |  |  | Excess(+) | 1 | Full Conversion | INR | [40 empty] | 908 | 908 | INR Nine Hundred & Eight Only | 6.2 | For thickness of tiles 10 mm to 25 mm | item no.521 | 15 | sqm
6.21 | For thickness of tiles above 25 mm and up to 40 mm | item no.522 | 10 | sqm | 93.4 |  |  | Excess(+) | 1 | Full Conversion | INR | [40 empty] | 934 | 934 | INR Nine Hundred & Thirty Four Only | 6.21 | For thickness of tiles above 25 mm and up to 40 mm | item no.522 | 10 | sqm
6.22 | Demolishing dry brick pitching in floors, drains etc. including stacking of serviceable material and disposal of unserviceable material within 50 metres lead : | item no.523 | 7 | cum | 1086.45 |  |  | Excess(+) | 1 | Full Conversion | INR | [40 empty] | 7605 | 7605 | INR Seven Thousand Six Hundred & Five Only | 6.22 | Demolishing dry brick pitching in floors, drains etc. including stacking of serviceable material and disposal of unserviceable material within 50 metres lead : | item no.523 | 7 | cum
6.23 | Dismantling stone slab flooring laid in cement mortar including stacking of serviceable material and disposal of unserviceable material within 50 metres lead. | item no.524 | 50 | sqm | 219.75 |  |  | Excess(+) | 1 | Full Conversion | INR | [40 empty] | 10988 | 10988 | INR Ten Thousand Nine Hundred & Eighty Eight Only | 6.23 | Dismantling stone slab flooring laid in cement mortar including stacking of serviceable material and disposal of unserviceable material within 50 metres lead. | item no.524 | 50 | sqm
6.24 | Demolishing brick tile covering in terracing including stacking of serviceable material and disposal of unserviceable material within 50 metres lead. | item no.525 | 50 | sqm | 86.8 |  |  | Excess(+) | 1 | Full Conversion | INR | [40 empty] | 4340 | 4340 | INR Four Thousand Three Hundred & Forty Only | 6.24 | Demolishing brick tile covering in terracing including stacking of serviceable material and disposal of unserviceable material within 50 metres lead. | item no.525 | 50 | sqm
6.25 | Demolishing mud phaska in terracing and disposal of material within 50 metres lead. | item no.526 | 50 | cum | 753.75 |  |  | Excess(+) | 1 | Full Conversion | INR | [40 empty] | 37688 | 37688 | INR Thirty Seven Thousand Six Hundred & Eighty Eight Only | 6.25 | Demolishing mud phaska in terracing and disposal of material within 50 metres lead. | item no.526 | 50 | cum
6.26 | Dismantling roofing including ridges, hips, valleys and gutters etc., and stacking the material within 50 metres lead of: | item no.527 | [52 empty] | 6.26 | Dismantling roofing including ridges, hips, valleys and gutters etc., and stacking the material within 50 metres lead of: | item no.527
6.27 | G.S. Sheet | item no.528 | 20 | sqm | 136 |  |  | Excess(+) | 1 | Full Conversion | INR | [40 empty] | 2720 | 2720 | INR Two Thousand Seven Hundred & Twenty Only | 6.27 | G.S. Sheet | item no.528 | 20 | sqm
6.28 | Asbestos Cement sheet | item no.529 | 10 | sqm | 63.75 |  |  | Excess(+) | 1 | Full Conversion | INR | [40 empty] | 638 | 638 | INR Six Hundred & Thirty Eight Only | 6.28 | Asbestos Cement sheet | item no.529 | 10 | sqm
6.29 | Dismantling and stacking within 50 metres lead, fencing posts or struts including all earth work and dismantling of concrete etc. in base of: | item no.530 | [52 empty] | 6.29 | Dismantling and stacking within 50 metres lead, fencing posts or struts including all earth work and dismantling of concrete etc. in base of: | item no.530
6.3 | T' or 'L' iron or pipe | item no.531 | 20 | each | 192.95 |  |  | Excess(+) | 1 | Full Conversion | INR | [40 empty] | 3859 | 3859 | INR Three Thousand Eight Hundred & Fifty Nine Only | 6.3 | T' or 'L' iron or pipe | item no.531 | 20 | each
6.31 | Dismantling barbed wire or flexible wire rope in fencing including making rolls and stacking within 50 metres lead. | item no.532 | 50 | kg | 30.35 |  |  | Excess(+) | 1 | Full Conversion | INR | [40 empty] | 1518 | 1518 | INR One Thousand Five Hundred & Eighteen Only | 6.31 | Dismantling barbed wire or flexible wire rope in fencing including making rolls and stacking within 50 metres lead. | item no.532 | 50 | kg
6.32 | Dismantling expanded metal or I.R.C. fabrics with necessary battens and beading including stacking the serviceable material within 50 metres lead. | item no.533 | 3 | sqm | 62.5 |  |  | Excess(+) | 1 | Full Conversion | INR | [40 empty] | 188 | 188 | INR One Hundred & Eighty Eight Only | 6.32 | Dismantling expanded metal or I.R.C. fabrics with necessary battens and beading including stacking the serviceable material within 50 metres lead. | item no.533 | 3 | sqm
6.33 | Dismantling wooden boardings in lining of walls and partitions, excluding supporting members but including stacking within 50 metres lead : | item no.534 | [52 empty] | 6.33 | Dismantling wooden boardings in lining of walls and partitions, excluding supporting members but including stacking within 50 metres lead : | item no.534
6.34 | Up to 10 mm thick | item no.535 | 50 | sqm | 50.35 |  |  | Excess(+) | 1 | Full Conversion | INR | [40 empty] | 2518 | 2518 | INR Two Thousand Five Hundred & Eighteen Only | 6.34 | Up to 10 mm thick | item no.535 | 50 | sqm
6.35 | Thickness above 10 mm up to 25 mm | item no.536 | 50 | sqm | 64.15 |  |  | Excess(+) | 1 | Full Conversion | INR | [40 empty] | 3208 | 3208 | INR Three Thousand Two Hundred & Eight Only | 6.35 | Thickness above 10 mm up to 25 mm | item no.536 | 50 | sqm
6.36 | Thickness above 25 mm up to 40 mm | item no.537 | 7 | sqm | 74.7 |  |  | Excess(+) | 1 | Full Conversion | INR | [40 empty] | 523 | 523 | INR Five Hundred & Twenty Three Only | 6.36 | Thickness above 25 mm up to 40 mm | item no.537 | 7 | sqm
6.37 | Dismantling cement asbestos or other hard board ceiling or partition walls including stacking of serviceable materials and disposal of unserviceable materials within 50 metres lead. | item no.538 | 15 | sqm | 46.5 |  |  | Excess(+) | 1 | Full Conversion | INR | [40 empty] | 698 | 698 | INR Six Hundred & Ninety Eight Only | 6.37 | Dismantling cement asbestos or other hard board ceiling or partition walls including stacking of serviceable materials and disposal of unserviceable materials within 50 metres lead. | item no.538 | 15 | sqm
6.38 | Dismantling C.I. or asbestos rain water pipe with fittings and clamps including stacking the material within 50 metres lead : | item no.539 | [52 empty] | 6.38 | Dismantling C.I. or asbestos rain water pipe with fittings and clamps including stacking the material within 50 metres lead : | item no.539
6.39 | 75 to 80 mm dia pipe | item no.540 | 50 | metre | 62.4 |  |  | Excess(+) | 1 | Full Conversion | INR | [40 empty] | 3120 | 3120 | INR Three Thousand One Hundred & Twenty Only | 6.39 | 75 to 80 mm dia pipe | item no.540 | 50 | metre
6.4 | 100 mm dia pipe | item no.541 | 15 | metre | 64.3 |  |  | Excess(+) | 1 | Full Conversion | INR | [40 empty] | 965 | 965 | INR Nine Hundred & Sixty Five Only | 6.4 | 100 mm dia pipe | item no.541 | 15 | metre
6.41 | Dismantling C.I. pipes including excavation and refilling trenches after taking out the pipes, manually/ by mechanical means breaking lead caulked joints, melting of lead and making into blocks including stacking of pipes & lead at site within 50 metre lead as per direction of Engineer-in-charge: | item no.542 | [52 empty] | 6.41 | Dismantling C.I. pipes including excavation and refilling trenches after taking out the pipes, manually/ by mechanical means breaking lead caulked joints, melting of lead and making into blocks including stacking of pipes & lead at site within 50 metre lead as per direction of Engineer-in-charge: | item no.542
6.42 | Up to 150 mm diameter | item no.543 | 15 | metre | 340.7 |  |  | Excess(+) | 1 | Full Conversion | INR | [40 empty] | 5111 | 5111 | INR Five Thousand One Hundred & Eleven Only | 6.42 | Up to 150 mm diameter | item no.543 | 15 | metre
6.43 | Dismantling of road gully chamber of various sizes including C.I. grating with frame including stacking of useful materials near the site and disposal of unserviceable materials within 50 metres lead including refilling the excavated gap. | item no.544 | 5 | each | 791.65 |  |  | Excess(+) | 1 | Full Conversion | INR | [40 empty] | 3958 | 3958 | INR Three Thousand Nine Hundred & Fifty Eight Only | 6.43 | Dismantling of road gully chamber of various sizes including C.I. grating with frame including stacking of useful materials near the site and disposal of unserviceable materials within 50 metres lead including refilling the excavated gap. | item no.544 | 5 | each
6.44 | Dismantling old plaster or skirting raking out joints and cleaning the surface for plaster including disposal of rubbish to the dumping ground within 50 metres lead. | item no.545 | 15 | sqm | 45.05 |  |  | Excess(+) | 1 | Full Conversion | INR | [40 empty] | 676 | 676 | INR Six Hundred & Seventy Six Only | 6.44 | Dismantling old plaster or skirting raking out joints and cleaning the surface for plaster including disposal of rubbish to the dumping ground within 50 metres lead. | item no.545 | 15 | sqm
6.45 | Dismantling aluminium/ Gypsum partitions, doors, windows, fixed glazing and false ceiling including disposal of unserviceable material and stacking of serviceable material with in 50 meters lead as directed by Engineer-in-charge. | item no.546 | 20 | sqm | 46.5 |  |  | Excess(+) | 1 | Full Conversion | INR | [40 empty] | 930 | 930 | INR Nine Hundred & Thirty Only | 6.45 | Dismantling aluminium/ Gypsum partitions, doors, windows, fixed glazing and false ceiling including disposal of unserviceable material and stacking of serviceable material with in 50 meters lead as directed by Engineer-in-charge. | item no.546 | 20 | sqm
6.46 | Disposal of building rubbish / malba / similar unserviceable, dismantled or waste materials by mechanical means, including loading, transporting, unloading to approved municipal dumping ground or as approved by Engineer-in-charge, beyond 50 m initial lead, for all leads including all lifts involved. | item no.547 | 30 | cum | 219.35 |  |  | Excess(+) | 1 | Full Conversion | INR | [40 empty] | 6581 | 6581 | INR Six Thousand Five Hundred & Eighty One Only | 6.46 | Disposal of building rubbish / malba / similar unserviceable, dismantled or waste materials by mechanical means, including loading, transporting, unloading to approved municipal dumping ground or as approved by Engineer-in-charge, beyond 50 m initial lead, for all leads including all lifts involved. | item no.547 | 30 | cum
6.47 | ROAD WORK | item no.548 | [52 empty] | 6.47 | ROAD WORK | item no.548
6.48 | Fencing with angle iron post placed at required distance embedded in cement concrete blocks, every 15th post, last but one end post and corner post shall be strutted on both sides and end post on one side only and provided with horizontal lines and two diagonals interwoven with horizontal wires, of barbed wire weighing 9.38 kg per 100 m (minimum), between the two posts fitted and fixed with G.I. staples, turn buckles etc. complete. (Cost of posts, struts, earth work and concrete work to be paid for separately). Payment to be made per metre cost of total length of barbed wire used. | item no.549 | [52 empty] | 6.48 | Fencing with angle iron post placed at required distance embedded in cement concrete blocks, every 15th post, last but one end post and corner post shall be strutted on both sides and end post on one side only and provided with horizontal lines and two diagonals interwoven with horizontal wires, of barbed wire weighing 9.38 kg per 100 m (minimum), between the two posts fitted and fixed with G.I. staples, turn buckles etc. complete. (Cost of posts, struts, earth work and concrete work to be paid for separately). Payment to be made per metre cost of total length of barbed wire used. | item no.549
6.49 | With G.I. barbed wire | item no.550 | 100 | metre | 19.6 |  |  | Excess(+) | 1 | Full Conversion | INR | [40 empty] | 1960 | 1960 | INR One Thousand Nine Hundred & Sixty Only | 6.49 | With G.I. barbed wire | item no.550 | 100 | metre
6.5 | Supplying at site Angle iron post & strut of required size including bottom to be split and bent at right angle in opposite direction for 10 cm length and drilling holes upto 10 mm dia. etc. complete. | item no.551 | 100 | kg | 99.95 |  |  | Excess(+) | 1 | Full Conversion | INR | [40 empty] | 9995 | 9995 | INR Nine Thousand Nine Hundred & Ninety Five Only | 6.5 | Supplying at site Angle iron post & strut of required size including bottom to be split and bent at right angle in opposite direction for 10 cm length and drilling holes upto 10 mm dia. etc. complete. | item no.551 | 100 | kg
6.51 | Cement concrete 1:2:4 (1 cement : 2 coarse sand : 4 graded stone aggregate 40 mm nominal size) in pavements, laid to required slope and camber in panels as required including consolidation finishing and tamping complete. | item no.552 | 2 | cum | 7399.2 |  |  | Excess(+) | 1 | Full Conversion | INR | [40 empty] | 14798 | 14798 | INR Fourteen Thousand Seven Hundred & Ninety Eight Only | 6.51 | Cement concrete 1:2:4 (1 cement : 2 coarse sand : 4 graded stone aggregate 40 mm nominal size) in pavements, laid to required slope and camber in panels as required including consolidation finishing and tamping complete. | item no.552 | 2 | cum
6.52 | Painting runway/taxi track/apron marking with adequate nos of coats to give uniform finish with road marking paint of superior make as approved by the Engineer-in-charge, i/c cleaning the surface of ail dirt, scales, oil, grease and other foreign material etc. and lining out complete. | item no.553 | [52 empty] | 6.52 | Painting runway/taxi track/apron marking with adequate nos of coats to give uniform finish with road marking paint of superior make as approved by the Engineer-in-charge, i/c cleaning the surface of ail dirt, scales, oil, grease and other foreign material etc. and lining out complete. | item no.553
6.53 | New work (Two or more coats) | item no.554 | 10 | sqm | 158.5 |  |  | Excess(+) | 1 | Full Conversion | INR | [40 empty] | 1585 | 1585 | INR One Thousand Five Hundred & Eighty Five Only | 6.53 | New work (Two or more coats) | item no.554 | 10 | sqm
6.54 | Old work (One or more coats) | item no.555 | 10 | sqm | 101.6 |  |  | Excess(+) | 1 | Full Conversion | INR | [40 empty] | 1016 | 1016 | INR One Thousand &Sixteen Only | 6.54 | Old work (One or more coats) | item no.555 | 10 | sqm
6.55 | Painting road surface marking with adequate nos of coats to give uniform finish with ready mixed road marking paint conforming to IS : 164, on bituminous surface in white/yellow shade, including cleaning the surface of all dirt, scales, oil, grease and foreign material etc. complete. | item no.556 | [52 empty] | 6.55 | Painting road surface marking with adequate nos of coats to give uniform finish with ready mixed road marking paint conforming to IS : 164, on bituminous surface in white/yellow shade, including cleaning the surface of all dirt, scales, oil, grease and foreign material etc. complete. | item no.556
6.56 | New work (Two or more coats) | item no.557 | 10 | sqm | 239.95 |  |  | Excess(+) | 1 | Full Conversion | INR | [40 empty] | 2400 | 2400 | INR Two Thousand Four Hundred Only | 6.56 | New work (Two or more coats) | item no.557 | 10 | sqm
6.57 | Old work (One or more coats) | item no.558 | 10 | sqm | 157.6 |  |  | Excess(+) | 1 | Full Conversion | INR | [40 empty] | 1576 | 1576 | INR One Thousand Five Hundred & Seventy Six Only | 6.57 | Old work (One or more coats) | item no.558 | 10 | sqm
6.58 | Providing and fixing concertina coil fencing with punched tape concertina coil 600 mm dia 10 metre openable length ( total length 90 m), having 50 nos rounds per 6 metre length, upto 3 m height of wall with existing angle iron 'Y' shaped placed 2.4m or 3.00 m apart and with 9 horizontal R.B.T. reinforced barbed wire, stud tied with G.I. staples and G.I. clips to retain horizontal, including necessary bolts or G.I. barbed wire tied to angle iron, all complete as per direction of Engineer-in-charge, with reinforced barbed tape(R.B.T.) / Spring core (2.5mm thick) wire of high tensile strength of 165 kg/ sq.mm with tape (0.52 mm thick) and weight 43.478 gm/ metre (cost of M.S. angle, C.C. blocks shall be paid separately) | item no.559 | 10 | metre | 303.65 |  |  | Excess(+) | 1 | Full Conversion | INR | [40 empty] | 3037 | 3037 | INR Three Thousand &Thirty Seven Only | 6.58 | Providing and fixing concertina coil fencing with punched tape concertina coil 600 mm dia 10 metre openable length ( total length 90 m), having 50 nos rounds per 6 metre length, upto 3 m height of wall with existing angle iron 'Y' shaped placed 2.4m or 3.00 m apart and with 9 horizontal R.B.T. reinforced barbed wire, stud tied with G.I. staples and G.I. clips to retain horizontal, including necessary bolts or G.I. barbed wire tied to angle iron, all complete as per direction of Engineer-in-charge, with reinforced barbed tape(R.B.T.) / Spring core (2.5mm thick) wire of high tensile strength of 165 kg/ sq.mm with tape (0.52 mm thick) and weight 43.478 gm/ metre (cost of M.S. angle, C.C. blocks shall be paid separately) | item no.559 | 10 | metre
6.59 | Excavating holes upto 0.10 cum, including getting out the excavated soil, then returning the soil as deported in layers not exceeding 20 cm in depth, including consolidating and deposited layer by ramming watering etc., disposing of surplus excavated soil as directed with in a lead of 50 mm and lift upto 1.5 m. | item no.560 | [52 empty] | 6.59 | Excavating holes upto 0.10 cum, including getting out the excavated soil, then returning the soil as deported in layers not exceeding 20 cm in depth, including consolidating and deposited layer by ramming watering etc., disposing of surplus excavated soil as directed with in a lead of 50 mm and lift upto 1.5 m. | item no.560
6.6 | All kind of soil | item no.561 | 50 | each | 29.95 |  |  | Excess(+) | 1 | Full Conversion | INR | [40 empty] | 1498 | 1498 | INR One Thousand Four Hundred & Ninety Eight Only | 6.6 | All kind of soil | item no.561 | 50 | each
6.61 | Providing and laying 60mm thick faciory made cement concrete interlocking paver block of M -30 grade made by block making machine with strong vibratory compaction, of approved size, design & shape, laid in required colour and pattern over and including 50mm thick compacted bed of coarse sand, filling the joints with line sand etc. all complete as per the direction of Engineer-in-charge. | item no.562 | 10 | sqm | 951 |  |  | Excess(+) | 1 | Full Conversion | INR | [40 empty] | 9510 | 9510 | INR Nine Thousand Five Hundred & Ten Only | 6.61 | Providing and laying 60mm thick faciory made cement concrete interlocking paver block of M -30 grade made by block making machine with strong vibratory compaction, of approved size, design & shape, laid in required colour and pattern over and including 50mm thick compacted bed of coarse sand, filling the joints with line sand etc. all complete as per the direction of Engineer-in-charge. | item no.562 | 10 | sqm
6.62 | Providing and laying at or near ground level factory made kerb stone of M-25 grade cement concrete in position to the required line, level and curvature, jointed with cement mortar 1:3 (1 cement: 3 coarse sand), including making joints with or without grooves (thickness of joints except at sharp curve shall not to more than 5mm), including making drainage opening wherever required complete etc. as per direction of Engineer-in-charge (length of finished kerb edging shall be measured for payment). (Precast C.C. kerb stone shall be approved by Engineer-in-charge). | item no.563 | 0.25 | cum | 8613.55 |  |  | Excess(+) | 1 | Full Conversion | INR | [40 empty] | 2153 | 2153 | INR Two Thousand One Hundred & Fifty Three Only | 6.62 | Providing and laying at or near ground level factory made kerb stone of M-25 grade cement concrete in position to the required line, level and curvature, jointed with cement mortar 1:3 (1 cement: 3 coarse sand), including making joints with or without grooves (thickness of joints except at sharp curve shall not to more than 5mm), including making drainage opening wherever required complete etc. as per direction of Engineer-in-charge (length of finished kerb edging shall be measured for payment). (Precast C.C. kerb stone shall be approved by Engineer-in-charge). | item no.563 | 0.25 | cum
6.63 | Taking out existing CC interlocking paver blocks from footpath/ central verge, including removal of rubbish etc., disposal of unserviceable material to the dumping ground, for which payment shall be made separately and stacking of serviceable material within 50 metre lead as per direction of Engineer-in-Charge. | item no.564 | 10 | sqm | 108.65 |  |  | Excess(+) | 1 | Full Conversion | INR | [40 empty] | 1087 | 1087 | INR One Thousand &Eighty Seven Only | 6.63 | Taking out existing CC interlocking paver blocks from footpath/ central verge, including removal of rubbish etc., disposal of unserviceable material to the dumping ground, for which payment shall be made separately and stacking of serviceable material within 50 metre lead as per direction of Engineer-in-Charge. | item no.564 | 10 | sqm
6.64 | Laying old cement cocrete interlocking paver blocks of any design/ shape laid in required line, level, curvature, colour and pattern over and including 50 mm thick compacted bed of coarse sand, filling the joints with fine sand etc. all complete as per the direction of Engineer- in-charge. (Old CC paver blocks shall be supplied by the department free of cost). | item no.565 | 10 | sqm | 362.3 |  |  | Excess(+) | 1 | Full Conversion | INR | [40 empty] | 3623 | 3623 | INR Three Thousand Six Hundred & Twenty Three Only | 6.64 | Laying old cement cocrete interlocking paver blocks of any design/ shape laid in required line, level, curvature, colour and pattern over and including 50 mm thick compacted bed of coarse sand, filling the joints with fine sand etc. all complete as per the direction of Engineer- in-charge. (Old CC paver blocks shall be supplied by the department free of cost). | item no.565 | 10 | sqm
6.65 | Providing and laying matt finished vitrified tile of size 300x300x9.8mm having with water absorption less than 0.5% and conforming to IS: 15622 of approved make in all colours and shades in for outdoor floors such as footpath, court yard, multi modals location etc., laid on 20mm thick base of cement mortar 1:4 (1 cement : 4 coarse sand) in all shapes & patterns including grouting the joints with white cement mixed with matching pigments etc. complete as per direction of Engineer-in-Charge. | item no.566 | 10 | sqm | 1250.75 |  |  | Excess(+) | 1 | Full Conversion | INR | [40 empty] | 12508 | 12508 | INR Twelve Thousand Five Hundred & Eight Only | 6.65 | Providing and laying matt finished vitrified tile of size 300x300x9.8mm having with water absorption less than 0.5% and conforming to IS: 15622 of approved make in all colours and shades in for outdoor floors such as footpath, court yard, multi modals location etc., laid on 20mm thick base of cement mortar 1:4 (1 cement : 4 coarse sand) in all shapes & patterns including grouting the joints with white cement mixed with matching pigments etc. complete as per direction of Engineer-in-Charge. | item no.566 | 10 | sqm
6.66 | Providing and laying tactile tile (for vision impaired persons as per standards) of size 300x300x9.8mm having with water absorption less than 0.5% and conforming to IS:15622 of approved make in all colours and shades in for outdoor floors such as footpath, court yard, multi modals location etc., laid on 20mm thick base of cement mortar 1:4 (1 cement : 4 coarse sand) in all shapes & patterns including grouting the joints with white cement mixed with matching pigments etc. complete as per direction of Engineer-in-Charge. | item no.567 | 10 | sqm | 1719 |  |  | Excess(+) | 1 | Full Conversion | INR | [40 empty] | 17190 | 17190 | INR Seventeen Thousand One Hundred & Ninety Only | 6.66 | Providing and laying tactile tile (for vision impaired persons as per standards) of size 300x300x9.8mm having with water absorption less than 0.5% and conforming to IS:15622 of approved make in all colours and shades in for outdoor floors such as footpath, court yard, multi modals location etc., laid on 20mm thick base of cement mortar 1:4 (1 cement : 4 coarse sand) in all shapes & patterns including grouting the joints with white cement mixed with matching pigments etc. complete as per direction of Engineer-in-Charge. | item no.567 | 10 | sqm
6.67 | SANITARY INSTALLATIONS | item no.568 | [52 empty] | 6.67 | SANITARY INSTALLATIONS | item no.568
6.68 | Providing and fixing water closet squatting pan (Indian type W.C. pan ) with 100 mm sand cast Iron P or S trap, 10 litre low level white P.V.C. flushing cistern, including flush pipe, with manually controlled device (handle lever) conforming to IS : 7231, with all fittings and fixtures complete, including cutting and making good the walls and floors wherever required: | item no.569 | [52 empty] | 6.68 | Providing and fixing water closet squatting pan (Indian type W.C. pan ) with 100 mm sand cast Iron P or S trap, 10 litre low level white P.V.C. flushing cistern, including flush pipe, with manually controlled device (handle lever) conforming to IS : 7231, with all fittings and fixtures complete, including cutting and making good the walls and floors wherever required: | item no.569
6.69 | White Vitreous china Orissa pattern W.C. pan of size 580x440 mm with integral type foot rests | item no.570 | 1 | each | 5781.35 |  |  | Excess(+) | 1 | Full Conversion | INR | [40 empty] | 5781 | 5781 | INR Five Thousand Seven Hundred & Eighty One Only | 6.69 | White Vitreous china Orissa pattern W.C. pan of size 580x440 mm with integral type foot rests | item no.570 | 1 | each
6.7 | Providing and fixing white vitreous china pedestal type water closet (European type W.C. pan) with seat and lid, 10 litre low level white P.V.C. flushing cistern, including flush pipe, with manually controlled device (handle lever), conforming to IS : 7231, with all fittings and fixtures complete, including cutting and making good the walls and floors wherever required : | item no.571 | [52 empty] | 6.7 | Providing and fixing white vitreous china pedestal type water closet (European type W.C. pan) with seat and lid, 10 litre low level white P.V.C. flushing cistern, including flush pipe, with manually controlled device (handle lever), conforming to IS : 7231, with all fittings and fixtures complete, including cutting and making good the walls and floors wherever required : | item no.571
6.71 | W.C. pan with ISI marked white solid plastic seat and lid | item no.572 | 1 | each | 5540.55 |  |  | Excess(+) | 1 | Full Conversion | INR | [40 empty] | 5541 | 5541 | INR Five Thousand Five Hundred & Forty One Only | 6.71 | W.C. pan with ISI marked white solid plastic seat and lid | item no.572 | 1 | each
6.72 | Providing and fixing white vitreous china flat back half stall urinal of size 580x380x350 mm with white PVC automatic flushing cistern, with fittings, standard size C.P. brass flush pipe, spreaders with unions and clamps (all in C.P. brass) with waste fitting as per IS : 2556, C.I. trap with outlet grating and other couplings in C.P. brass, including painting of fittings and cutting and making good the walls and floors wherever required : | item no.573 | [52 empty] | 6.72 | Providing and fixing white vitreous china flat back half stall urinal of size 580x380x350 mm with white PVC automatic flushing cistern, with fittings, standard size C.P. brass flush pipe, spreaders with unions and clamps (all in C.P. brass) with waste fitting as per IS : 2556, C.I. trap with outlet grating and other couplings in C.P. brass, including painting of fittings and cutting and making good the walls and floors wherever required : | item no.573
6.73 | Single half stall urinal with 5 litre P.V.C. automatic flushing cistern | item no.574 | 1 | each | 10128.3 |  |  | Excess(+) | 1 | Full Conversion | INR | [40 empty] | 10128 | 10128 | INR Ten Thousand One Hundred & Twenty Eight Only | 6.73 | Single half stall urinal with 5 litre P.V.C. automatic flushing cistern | item no.574 | 1 | each
6.74 | Providing and fixing wash basin with C.I. brackets, 15 mm C.P. brass pillar taps, 32 mm C.P. brass waste of standard pattern, including painting of fittings and brackets, cutting and making good the walls wherever require: | item no.575 | [52 empty] | 6.74 | Providing and fixing wash basin with C.I. brackets, 15 mm C.P. brass pillar taps, 32 mm C.P. brass waste of standard pattern, including painting of fittings and brackets, cutting and making good the walls wherever require: | item no.575
6.75 | White Vitreous China Wash basin size 630x450 mm with a pair of 15 mm C.P. brass pillar taps | item no.576 | 1 | each | 3392.85 |  |  | Excess(+) | 1 | Full Conversion | INR | [40 empty] | 3393 | 3393 | INR Three Thousand Three Hundred & Ninety Three Only | 6.75 | White Vitreous China Wash basin size 630x450 mm with a pair of 15 mm C.P. brass pillar taps | item no.576 | 1 | each
6.76 | White Vitreous China Wash basin size 550x400 mm with a pair of 15 mm C.P. brass pillar taps | item no.577 | 1 | each | 3158.7 |  |  | Excess(+) | 1 | Full Conversion | INR | [40 empty] | 3159 | 3159 | INR Three Thousand One Hundred & Fifty Nine Only | 6.76 | White Vitreous China Wash basin size 550x400 mm with a pair of 15 mm C.P. brass pillar taps | item no.577 | 1 | each
6.77 | White Vitreous China Flat back wash basin size 550x 400 mm with single 15 mm C.P. brass pillar tap | item no.578 | 3 | each | 2731.45 |  |  | Excess(+) | 1 | Full Conversion | INR | [40 empty] | 8194 | 8194 | INR Eight Thousand One Hundred & Ninety Four Only | 6.77 | White Vitreous China Flat back wash basin size 550x 400 mm with single 15 mm C.P. brass pillar tap | item no.578 | 3 | each
6.78 | White Vitreous China Surgeon type wash basin of size 660x460 mm with a pair of 15 mm C.P. brass pillar taps with elbow including operated levers | item no.579 | 3 | each | 4322.7 |  |  | Excess(+) | 1 | Full Conversion | INR | [40 empty] | 12968 | 12968 | INR Twelve Thousand Nine Hundred & Sixty Eight Only | 6.78 | White Vitreous China Surgeon type wash basin of size 660x460 mm with a pair of 15 mm C.P. brass pillar taps with elbow including operated levers | item no.579 | 3 | each
6.79 | Providing and fixing Stainless Steel A ISI 304 (18/8) kitchen sink as per IS:13983 with C.I. brackets and stainless steel plug 40 mm, including painting of fittings and brackets, cutting and making good the walls wherever required : | item no.580 | [52 empty] | 6.79 | Providing and fixing Stainless Steel A ISI 304 (18/8) kitchen sink as per IS:13983 with C.I. brackets and stainless steel plug 40 mm, including painting of fittings and brackets, cutting and making good the walls wherever required : | item no.580
6.8 | Kitchen sink with drain board | item no.581 | [52 empty] | 6.8 | Kitchen sink with drain board | item no.581
6.81 | 510x1040 mm bowl depth 250 mm | item no.582 | 1 | each | 6008.45 |  |  | Excess(+) | 1 | Full Conversion | INR | [40 empty] | 6008 | 6008 | INR Six Thousand &Eight Only | 6.81 | 510x1040 mm bowl depth 250 mm | item no.582 | 1 | each
6.82 | Kitchen sink without drain board | item no.583 | [52 empty] | 6.82 | Kitchen sink without drain board | item no.583
6.83 | 610x510 mm bowl depth 200 mm | item no.584 | 5 | each | 4274.4 |  |  | Excess(+) | 1 | Full Conversion | INR | [40 empty] | 21372 | 21372 | INR Twenty One Thousand Three Hundred & Seventy Two Only | 6.83 | 610x510 mm bowl depth 200 mm | item no.584 | 5 | each
6.84 | 610x460 mm bowl depth 200 mm | item no.585 | 1 | each | 3337.85 |  |  | Excess(+) | 1 | Full Conversion | INR | [40 empty] | 3338 | 3338 | INR Three Thousand Three Hundred & Thirty Eight Only | 6.84 | 610x460 mm bowl depth 200 mm | item no.585 | 1 | each
6.85 | 470x420 mm bowl depth 178 mm | item no.586 | 1 | each | 2936.45 |  |  | Excess(+) | 1 | Full Conversion | INR | [40 empty] | 2936 | 2936 | INR Two Thousand Nine Hundred & Thirty Six Only | 6.85 | 470x420 mm bowl depth 178 mm | item no.586 | 1 | each
6.86 | Providing and fixing white vitreous china laboratory sink with C.I. brackets, C.P. brass chain with rubber plug, 40 mm C.P brass waste and 40mm C.P. brass trap with necessary C.P. brass unions complete, including painting of fittings and brackets, cutting and making good the wall wherever required : | item no.587 | [52 empty] | 6.86 | Providing and fixing white vitreous china laboratory sink with C.I. brackets, C.P. brass chain with rubber plug, 40 mm C.P brass waste and 40mm C.P. brass trap with necessary C.P. brass unions complete, including painting of fittings and brackets, cutting and making good the wall wherever required : | item no.587
6.87 | Size 450x300x150 mm | item no.588 | 3 | each | 4272.95 |  |  | Excess(+) | 1 | Full Conversion | INR | [40 empty] | 12819 | 12819 | INR Twelve Thousand Eight Hundred & Nineteen Only | 6.87 | Size 450x300x150 mm | item no.588 | 3 | each
6.88 | Size 600x450x200 mm | item no.589 | 3 | each | 5610.85 |  |  | Excess(+) | 1 | Full Conversion | INR | [40 empty] | 16833 | 16833 | INR Sixteen Thousand Eight Hundred & Thirty Three Only | 6.88 | Size 600x450x200 mm | item no.589 | 3 | each
6.89 | Providing and fixing white vitreous china water closet squatting pan (Indian type) : | item no.590 | [52 empty] | 6.89 | Providing and fixing white vitreous china water closet squatting pan (Indian type) : | item no.590
6.9 | Orissa pattern W.C. pan of size 580x440 mm | item no.591 | 1 | each | 2758.2 |  |  | Excess(+) | 1 | Full Conversion | INR | [40 empty] | 2758 | 2758 | INR Two Thousand Seven Hundred & Fifty Eight Only | 6.9 | Orissa pattern W.C. pan of size 580x440 mm | item no.591 | 1 | each
6.91 | Extra for using coloured W.C. pan instead of white W.C. pan : | item no.592 | [52 empty] | 6.91 | Extra for using coloured W.C. pan instead of white W.C. pan : | item no.592
6.92 | Orissa pattern W.C. pan 580x440 mm | item no.593 | 2 | each | 414.75 |  |  | Excess(+) | 1 | Full Conversion | INR | [40 empty] | 830 | 830 | INR Eight Hundred & Thirty Only | 6.92 | Orissa pattern W.C. pan 580x440 mm | item no.593 | 2 | each
6.93 | Providing and fixing white vitreous china pedestal type (European type/ wash down type) water closet pan. | item no.594 | 1 | each | 2403.65 |  |  | Excess(+) | 1 | Full Conversion | INR | [40 empty] | 2404 | 2404 | INR Two Thousand Four Hundred & Four Only | 6.93 | Providing and fixing white vitreous china pedestal type (European type/ wash down type) water closet pan. | item no.594 | 1 | each
6.94 | Providing and fixing 8 mm dia C.P. / S.S. Jet with flexible tube upto 1 metre long with S.S. triangular plate to Eureopean type W.C. of quality and make as approved by Engineer - in - charge. | item no.595 | 4 | each | 299.35 |  |  | Excess(+) | 1 | Full Conversion | INR | [40 empty] | 1197 | 1197 | INR One Thousand One Hundred & Ninety Seven Only | 6.94 | Providing and fixing 8 mm dia C.P. / S.S. Jet with flexible tube upto 1 metre long with S.S. triangular plate to Eureopean type W.C. of quality and make as approved by Engineer - in - charge. | item no.595 | 4 | each
6.95 | Providing and fixing P.V.C. low level flushing cistern with manually controlled device (handle lever) conforming to IS : 7231, with all fittings and fixtures complete. | item no.596 | [52 empty] | 6.95 | Providing and fixing P.V.C. low level flushing cistern with manually controlled device (handle lever) conforming to IS : 7231, with all fittings and fixtures complete. | item no.596
6.96 | 10 litre capacity - White | item no.597 | 3 | each | 1023.05 |  |  | Excess(+) | 1 | Full Conversion | INR | [40 empty] | 3069 | 3069 | INR Three Thousand &Sixty Nine Only | 6.96 | 10 litre capacity - White | item no.597 | 3 | each
6.97 | Providing and fixing solid plastic seat with lid for pedestal type W.C. pan complete : | item no.598 | [52 empty] | 6.97 | Providing and fixing solid plastic seat with lid for pedestal type W.C. pan complete : | item no.598
6.98 | White solid plastic seat with lid | item no.599 | 3 | each | 586.55 |  |  | Excess(+) | 1 | Full Conversion | INR | [40 empty] | 1760 | 1760 | INR One Thousand Seven Hundred & Sixty Only | 6.98 | White solid plastic seat with lid | item no.599 | 3 | each
6.99 | Providing and fixing CP Brass 32mm size Bottle Trap of approved quality & make and as per the direction of Engineer-in-charge. | item no.600 | 3 | each | 886.25 |  |  | Excess(+) | 1 | Full Conversion | INR | [40 empty] | 2659 | 2659 | INR Two Thousand Six Hundred & Fifty Nine Only | 6.99 | Providing and fixing CP Brass 32mm size Bottle Trap of approved quality & make and as per the direction of Engineer-in-charge. | item no.600 | 3 | each
7 | Providing and fixing white vitreous china wash basin including making all connections but excluding the cost of fittings : | item no.601 | [52 empty] | 7 | Providing and fixing white vitreous china wash basin including making all connections but excluding the cost of fittings : | item no.601
7.01 | Flat back wash basin of size 550x400 mm | item no.602 | 1 | each | 915.45 |  |  | Excess(+) | 1 | Full Conversion | INR | [40 empty] | 915 | 915 | INR Nine Hundred & Fifteen Only | 7.01 | Flat back wash basin of size 550x400 mm | item no.602 | 1 | each
7.02 | Providing and fixing white vitreous china laboratory sink including making all connections excluding cost of fittings : | item no.603 | [52 empty] | 7.02 | Providing and fixing white vitreous china laboratory sink including making all connections excluding cost of fittings : | item no.603
7.03 | Size 450x300x150 mm | item no.604 | 4 | each | 2152.2 |  |  | Excess(+) | 1 | Full Conversion | INR | [40 empty] | 8609 | 8609 | INR Eight Thousand Six Hundred & Nine Only | 7.03 | Size 450x300x150 mm | item no.604 | 4 | each
7.04 | Size 600x450x200 mm | item no.605 | 6 | each | 3490.15 |  |  | Excess(+) | 1 | Full Conversion | INR | [40 empty] | 20941 | 20941 | INR Twenty Thousand Nine Hundred & Forty One Only | 7.04 | Size 600x450x200 mm | item no.605 | 6 | each
7.05 | Providing and fixing P.V.C. waste pipe for sink or wash basin including P.V.C. waste fittings complete. | item no.606 | [52 empty] | 7.05 | Providing and fixing P.V.C. waste pipe for sink or wash basin including P.V.C. waste fittings complete. | item no.606
7.06 | Semi rigid pipe | item no.607 | [52 empty] | 7.06 | Semi rigid pipe | item no.607
7.07 | 32 mm dia | item no.608 | 15 | each | 90.95 |  |  | Excess(+) | 1 | Full Conversion | INR | [40 empty] | 1364 | 1364 | INR One Thousand Three Hundred & Sixty Four Only | 7.07 | 32 mm dia | item no.608 | 15 | each
7.08 | 40 mm dia | item no.609 | 7 | each | 101.65 |  |  | Excess(+) | 1 | Full Conversion | INR | [40 empty] | 712 | 712 | INR Seven Hundred & Twelve Only | 7.08 | 40 mm dia | item no.609 | 7 | each
7.09 | Flexible pipe | item no.610 | [52 empty] | 7.09 | Flexible pipe | item no.610
7.1 | 32 mm dia | item no.611 | 15 | each | 104.35 |  |  | Excess(+) | 1 | Full Conversion | INR | [40 empty] | 1565 | 1565 | INR One Thousand Five Hundred & Sixty Five Only | 7.1 | 32 mm dia | item no.611 | 15 | each
7.11 | 40 mm dia | item no.612 | 7 | each | 104.35 |  |  | Excess(+) | 1 | Full Conversion | INR | [40 empty] | 730 | 730 | INR Seven Hundred & Thirty Only | 7.11 | 40 mm dia | item no.612 | 7 | each
7.12 | Providing and fixing 100 mm sand cast Iron grating for gully trap. | item no.613 | 7 | each | 45.25 |  |  | Excess(+) | 1 | Full Conversion | INR | [40 empty] | 317 | 317 | INR Three Hundred & Seventeen Only | 7.12 | Providing and fixing 100 mm sand cast Iron grating for gully trap. | item no.613 | 7 | each
7.13 | Providing and fixing 600x450 mm beveled edge mirror of superior glass (of approved quality) complete with 6 mm thick hard board ground fixed to wooden cleats with C.P. brass screws and washers complete. | item no.614 | 3 | each | 1411.15 |  |  | Excess(+) | 1 | Full Conversion | INR | [40 empty] | 4233 | 4233 | INR Four Thousand Two Hundred & Thirty Three Only | 7.13 | Providing and fixing 600x450 mm beveled edge mirror of superior glass (of approved quality) complete with 6 mm thick hard board ground fixed to wooden cleats with C.P. brass screws and washers complete. | item no.614 | 3 | each
7.14 | Providing and fixing mirror of superior glass (of approved quality) and of required shape and size with plastic moulded frame of approved make and shade with 6 mm thick hard board backing : | item no.615 | [52 empty] | 7.14 | Providing and fixing mirror of superior glass (of approved quality) and of required shape and size with plastic moulded frame of approved make and shade with 6 mm thick hard board backing : | item no.615
7.15 | Rectangular shape 453x357 mm | item no.616 | 2 | each | 1158.95 |  |  | Excess(+) | 1 | Full Conversion | INR | [40 empty] | 2318 | 2318 | INR Two Thousand Three Hundred & Eighteen Only | 7.15 | Rectangular shape 453x357 mm | item no.616 | 2 | each
7.16 | Rectangular shape 1500x450 mm | item no.617 | 3 | each | 1817.2 |  |  | Excess(+) | 1 | Full Conversion | INR | [40 empty] | 5452 | 5452 | INR Five Thousand Four Hundred & Fifty Two Only | 7.16 | Rectangular shape 1500x450 mm | item no.617 | 3 | each
7.17 | Providing and fixing toilet paper holder : | item no.618 | [52 empty] | 7.17 | Providing and fixing toilet paper holder : | item no.618
7.18 | C.P. brass | item no.619 | 7 | each | 680.8 |  |  | Excess(+) | 1 | Full Conversion | INR | [40 empty] | 4766 | 4766 | INR Four Thousand Seven Hundred & Sixty Six Only | 7.18 | C.P. brass | item no.619 | 7 | each
7.19 | Providing and fixing soil, waste and vent pipes : | item no.620 | [52 empty] | 7.19 | Providing and fixing soil, waste and vent pipes : | item no.620
7.2 | 100 mm dia | item no.621 | [52 empty] | 7.2 | 100 mm dia | item no.621
7.21 | Sand cast iron S&S pipe as per IS: 1729 | item no.622 | 7 | metre | 1018.05 |  |  | Excess(+) | 1 | Full Conversion | INR | [40 empty] | 7126 | 7126 | INR Seven Thousand One Hundred & Twenty Six Only | 7.21 | Sand cast iron S&S pipe as per IS: 1729 | item no.622 | 7 | metre
7.22 | 75 mm diameter : | item no.623 | [52 empty] | 7.22 | 75 mm diameter : | item no.623
7.23 | Sand cast iron S&S pipe as per IS: 1729 | item no.624 | 1 | metre | 931.55 |  |  | Excess(+) | 1 | Full Conversion | INR | [40 empty] | 932 | 932 | INR Nine Hundred & Thirty Two Only | 7.23 | Sand cast iron S&S pipe as per IS: 1729 | item no.624 | 1 | metre
7.24 | Providing and filling the joints with spun yarn, cement slurry and cement mortar 1:2 ( 1 cement : 2 fine sand) in S.C.I./ C.I. Pipes : | item no.625 | [52 empty] | 7.24 | Providing and filling the joints with spun yarn, cement slurry and cement mortar 1:2 ( 1 cement : 2 fine sand) in S.C.I./ C.I. Pipes : | item no.625
7.25 | 75 mm dia pipe | item no.626 | 2 | each | 138.7 |  |  | Excess(+) | 1 | Full Conversion | INR | [40 empty] | 277 | 277 | INR Two Hundred & Seventy Seven Only | 7.25 | 75 mm dia pipe | item no.626 | 2 | each
7.26 | 100 mm dia pipe | item no.627 | 2 | each | 163.45 |  |  | Excess(+) | 1 | Full Conversion | INR | [40 empty] | 327 | 327 | INR Three Hundred & Twenty Seven Only | 7.26 | 100 mm dia pipe | item no.627 | 2 | each
7.27 | Providing and fixing M.S. holder-bat clamps of approved design to Sand Cast iron/cast iron (spun) pipe embedded in and including cement concrete blocks 10x10x10 cm of 1:2:4 mix (1 cement : 2 coarse sand : 4 graded stone aggregate 20 mm nominal size), including cost of cutting holes and making good the walls etc. : | item no.628 | [52 empty] | 7.27 | Providing and fixing M.S. holder-bat clamps of approved design to Sand Cast iron/cast iron (spun) pipe embedded in and including cement concrete blocks 10x10x10 cm of 1:2:4 mix (1 cement : 2 coarse sand : 4 graded stone aggregate 20 mm nominal size), including cost of cutting holes and making good the walls etc. : | item no.628
7.28 | For 100 mm dia pipe | item no.629 | 3 | each | 308.45 |  |  | Excess(+) | 1 | Full Conversion | INR | [40 empty] | 925 | 925 | INR Nine Hundred & Twenty Five Only | 7.28 | For 100 mm dia pipe | item no.629 | 3 | each
7.29 | For 75 mm dia pipe | item no.630 | 1 | each | 304.45 |  |  | Excess(+) | 1 | Full Conversion | INR | [40 empty] | 304 | 304 | INR Three Hundred & Four Only | 7.29 | For 75 mm dia pipe | item no.630 | 1 | each
7.3 | Providing and fixing bend of required degree with access door, insertion rubber washer 3 mm thick, bolts and nuts complete. | item no.631 | [52 empty] | 7.3 | Providing and fixing bend of required degree with access door, insertion rubber washer 3 mm thick, bolts and nuts complete. | item no.631
7.31 | 100 mm dia | item no.632 | [52 empty] | 7.31 | 100 mm dia | item no.632
7.32 | Sand cast iron S&S as per IS - 1729 | item no.633 | 3 | each | 530.7 |  |  | Excess(+) | 1 | Full Conversion | INR | [40 empty] | 1592 | 1592 | INR One Thousand Five Hundred & Ninety Two Only | 7.32 | Sand cast iron S&S as per IS - 1729 | item no.633 | 3 | each
7.33 | 75 mm dia | item no.634 | [52 empty] | 7.33 | 75 mm dia | item no.634
7.34 | Sand cast iron S&S as per IS - 1729 | item no.635 | 3 | each | 440 |  |  | Excess(+) | 1 | Full Conversion | INR | [40 empty] | 1320 | 1320 | INR One Thousand Three Hundred & Twenty Only | 7.34 | Sand cast iron S&S as per IS - 1729 | item no.635 | 3 | each
7.35 | Providing and fixing plain bend of required degree. | item no.636 | [52 empty] | 7.35 | Providing and fixing plain bend of required degree. | item no.636
7.36 | 100 mm dia | item no.637 | [52 empty] | 7.36 | 100 mm dia | item no.637
7.37 | Sand cast iron S&S as per IS - 1729 | item no.638 | 1 | each | 412.95 |  |  | Excess(+) | 1 | Full Conversion | INR | [40 empty] | 413 | 413 | INR Four Hundred & Thirteen Only | 7.37 | Sand cast iron S&S as per IS - 1729 | item no.638 | 1 | each
7.38 | 75 mm dia | item no.639 | [52 empty] | 7.38 | 75 mm dia | item no.639
7.39 | Sand cast iron S&S as per IS -1729 | item no.640 | 2 | each | 311.55 |  |  | Excess(+) | 1 | Full Conversion | INR | [40 empty] | 623 | 623 | INR Six Hundred & Twenty Three Only | 7.39 | Sand cast iron S&S as per IS -1729 | item no.640 | 2 | each
7.4 | Providing and fixing heel rest sanitary bend | item no.641 | [52 empty] | 7.4 | Providing and fixing heel rest sanitary bend | item no.641
7.41 | 100 mm dia | item no.642 | [52 empty] | 7.41 | 100 mm dia | item no.642
7.42 | Sand cast iron S&S as per IS - 1729 | item no.643 | 2 | each | 513.3 |  |  | Excess(+) | 1 | Full Conversion | INR | [40 empty] | 1027 | 1027 | INR One Thousand &Twenty Seven Only | 7.42 | Sand cast iron S&S as per IS - 1729 | item no.643 | 2 | each
7.43 | 75 mm dia | item no.644 | [52 empty] | 7.43 | 75 mm dia | item no.644
7.44 | Sand cast iron S&S as per IS - 1729 | item no.645 | 2 | each | 432 |  |  | Excess(+) | 1 | Full Conversion | INR | [40 empty] | 864 | 864 | INR Eight Hundred & Sixty Four Only | 7.44 | Sand cast iron S&S as per IS - 1729 | item no.645 | 2 | each
7.45 | Providing and fixing double equal junction of required degree with access door, insertion rubber washer 3 mm thick, bolts and nuts complete : | item no.646 | [52 empty] | 7.45 | Providing and fixing double equal junction of required degree with access door, insertion rubber washer 3 mm thick, bolts and nuts complete : | item no.646
7.46 | 100x100x100x100 mm | item no.647 | [52 empty] | 7.46 | 100x100x100x100 mm | item no.647
7.47 | Sand cast iron S&S as per IS - 1729 | item no.648 | 2 | each | 1038.75 |  |  | Excess(+) | 1 | Full Conversion | INR | [40 empty] | 2078 | 2078 | INR Two Thousand &Seventy Eight Only | 7.47 | Sand cast iron S&S as per IS - 1729 | item no.648 | 2 | each
7.48 | 75x75x75x75 mm | item no.649 | [52 empty] | 7.48 | 75x75x75x75 mm | item no.649
7.49 | Sand cast iron S&S as per IS - 1729 | item no.650 | 2 | each | 754.45 |  |  | Excess(+) | 1 | Full Conversion | INR | [40 empty] | 1509 | 1509 | INR One Thousand Five Hundred & Nine Only | 7.49 | Sand cast iron S&S as per IS - 1729 | item no.650 | 2 | each
7.5 | Sand cast iron S&S as per IS - 3989 | item no.651 | 2 | each | 721 |  |  | Excess(+) | 1 | Full Conversion | INR | [40 empty] | 1442 | 1442 | INR One Thousand Four Hundred & Forty Two Only | 7.5 | Sand cast iron S&S as per IS - 3989 | item no.651 | 2 | each
7.51 | Providing and fixing double equal plain junction of required degree. | item no.652 | [52 empty] | 7.51 | Providing and fixing double equal plain junction of required degree. | item no.652
7.52 | 100x100x100x100 mm | item no.653 | [52 empty] | 7.52 | 100x100x100x100 mm | item no.653
7.53 | Sand cast iron S&S as per IS - 1729 | item no.654 | 2 | each | 861.2 |  |  | Excess(+) | 1 | Full Conversion | INR | [40 empty] | 1722 | 1722 | INR One Thousand Seven Hundred & Twenty Two Only | 7.53 | Sand cast iron S&S as per IS - 1729 | item no.654 | 2 | each
7.54 | 75x75x75x75 mm | item no.655 | [52 empty] | 7.54 | 75x75x75x75 mm | item no.655
7.55 | Sand cast iron S&S as per IS - 1729 | item no.656 | 10 | each | 579.15 |  |  | Excess(+) | 1 | Full Conversion | INR | [40 empty] | 5792 | 5792 | INR Five Thousand Seven Hundred & Ninety Two Only | 7.55 | Sand cast iron S&S as per IS - 1729 | item no.656 | 10 | each
7.56 | Providing and fixing single equal plain junction of required degree with access door, insertion rubber washer 3 mm thick, bolts and nuts complete. | item no.657 | [52 empty] | 7.56 | Providing and fixing single equal plain junction of required degree with access door, insertion rubber washer 3 mm thick, bolts and nuts complete. | item no.657
7.57 | 100x100x100 mm | item no.658 | [52 empty] | 7.57 | 100x100x100 mm | item no.658
7.58 | Sand cast iron S&S as per IS - 1729 | item no.659 | 3 | each | 671.2 |  |  | Excess(+) | 1 | Full Conversion | INR | [40 empty] | 2014 | 2014 | INR Two Thousand &Fourteen Only | 7.58 | Sand cast iron S&S as per IS - 1729 | item no.659 | 3 | each
7.59 | 75x75x75 mm | item no.660 | [52 empty] | 7.59 | 75x75x75 mm | item no.660
7.6 | Sand cast iron S&S as per IS - 1729 | item no.661 | 3 | each | 573.8 |  |  | Excess(+) | 1 | Full Conversion | INR | [40 empty] | 1721 | 1721 | INR One Thousand Seven Hundred & Twenty One Only | 7.6 | Sand cast iron S&S as per IS - 1729 | item no.661 | 3 | each
7.61 | Providing and fixing single equal plain junction of required degree : | item no.662 | [52 empty] | 7.61 | Providing and fixing single equal plain junction of required degree : | item no.662
7.62 | 100x100x100 mm | item no.663 | [52 empty] | 7.62 | 100x100x100 mm | item no.663
7.63 | Sand cast iron S&S as per IS - 1729 | item no.664 | 1 | each | 580.2 |  |  | Excess(+) | 1 | Full Conversion | INR | [40 empty] | 580 | 580 | INR Five Hundred & Eighty Only | 7.63 | Sand cast iron S&S as per IS - 1729 | item no.664 | 1 | each
7.64 | 75x75x75 mm | item no.665 | [52 empty] | 7.64 | 75x75x75 mm | item no.665
7.65 | Sand cast iron S&S as per IS - 1729 | item no.666 | 10 | each | 452.05 |  |  | Excess(+) | 1 | Full Conversion | INR | [40 empty] | 4521 | 4521 | INR Four Thousand Five Hundred & Twenty One Only | 7.65 | Sand cast iron S&S as per IS - 1729 | item no.666 | 10 | each
7.66 | Providing and fixing double unequal junction of required degree with access door, insertion rubber washer 3 mm thick, bolts and nuts complete: | item no.667 | [52 empty] | 7.66 | Providing and fixing double unequal junction of required degree with access door, insertion rubber washer 3 mm thick, bolts and nuts complete: | item no.667
7.67 | 100x100x75x75 mm | item no.668 | [52 empty] | 7.67 | 100x100x75x75 mm | item no.668
7.68 | Sand cast iron S&S as per IS - 1729 | item no.669 | 5 | each | 1032.45 |  |  | Excess(+) | 1 | Full Conversion | INR | [40 empty] | 5162 | 5162 | INR Five Thousand One Hundred & Sixty Two Only | 7.68 | Sand cast iron S&S as per IS - 1729 | item no.669 | 5 | each
7.69 | Providing and fixing double unequal plain junction of required degree : | item no.670 | [52 empty] | 7.69 | Providing and fixing double unequal plain junction of required degree : | item no.670
7.7 | 100x100x75x75 mm | item no.671 | [52 empty] | 7.7 | 100x100x75x75 mm | item no.671
7.71 | Sand cast iron S&S as per IS - 1729 | item no.672 | 5 | each | 874.55 |  |  | Excess(+) | 1 | Full Conversion | INR | [40 empty] | 4373 | 4373 | INR Four Thousand Three Hundred & Seventy Three Only | 7.71 | Sand cast iron S&S as per IS - 1729 | item no.672 | 5 | each
7.72 | Providing and fixing terminal guard : | item no.673 | [52 empty] | 7.72 | Providing and fixing terminal guard : | item no.673
7.73 | 100 mm | item no.674 | [52 empty] | 7.73 | 100 mm | item no.674
7.74 | Sand cast iron S&S as per IS - 1729 | item no.675 | 5 | each | 392.9 |  |  | Excess(+) | 1 | Full Conversion | INR | [40 empty] | 1965 | 1965 | INR One Thousand Nine Hundred & Sixty Five Only | 7.74 | Sand cast iron S&S as per IS - 1729 | item no.675 | 5 | each
7.75 | 75 mm | item no.676 | [52 empty] | 7.75 | 75 mm | item no.676
7.76 | Sand cast iron S&S as per IS - 1729 | item no.677 | 5 | each | 318.25 |  |  | Excess(+) | 1 | Full Conversion | INR | [40 empty] | 1591 | 1591 | INR One Thousand Five Hundred & Ninety One Only | 7.76 | Sand cast iron S&S as per IS - 1729 | item no.677 | 5 | each
7.77 | Providing and fixing collar : | item no.678 | [52 empty] | 7.77 | Providing and fixing collar : | item no.678
7.78 | 100 mm | item no.679 | [52 empty] | 7.78 | 100 mm | item no.679
7.79 | Sand cast iron S&S as per IS - 1729 | item no.680 | 3 | each | 399.6 |  |  | Excess(+) | 1 | Full Conversion | INR | [40 empty] | 1199 | 1199 | INR One Thousand One Hundred & Ninety Nine Only | 7.79 | Sand cast iron S&S as per IS - 1729 | item no.680 | 3 | each
7.8 | 75 mm | item no.681 | [52 empty] | 7.8 | 75 mm | item no.681
7.81 | Sand cast iron S&S as per IS - 1729 | item no.682 | 3 | each | 271.45 |  |  | Excess(+) | 1 | Full Conversion | INR | [40 empty] | 814 | 814 | INR Eight Hundred & Fourteen Only | 7.81 | Sand cast iron S&S as per IS - 1729 | item no.682 | 3 | each
7.82 | Providing lead caulked joints to sand cast iron/centrifugally cast (spun) iron pipes and fittings of diameter : | item no.683 | [52 empty] | 7.82 | Providing lead caulked joints to sand cast iron/centrifugally cast (spun) iron pipes and fittings of diameter : | item no.683
7.83 | 100 mm | item no.684 | 10 | each | 549.65 |  |  | Excess(+) | 1 | Full Conversion | INR | [40 empty] | 5497 | 5497 | INR Five Thousand Four Hundred & Ninety Seven Only | 7.83 | 100 mm | item no.684 | 10 | each
7.84 | 75 mm | item no.685 | 7 | each | 466.4 |  |  | Excess(+) | 1 | Full Conversion | INR | [40 empty] | 3265 | 3265 | INR Three Thousand Two Hundred & Sixty Five Only | 7.84 | 75 mm | item no.685 | 7 | each
7.85 | Providing and fixing M.S. stays and clamps for sand cast iron/ centrifugally cast (spun) iron pipes of diameter : | item no.686 | [52 empty] | 7.85 | Providing and fixing M.S. stays and clamps for sand cast iron/ centrifugally cast (spun) iron pipes of diameter : | item no.686
7.86 | 100 mm | item no.687 | 5 | each | 128.65 |  |  | Excess(+) | 1 | Full Conversion | INR | [40 empty] | 643 | 643 | INR Six Hundred & Forty Three Only | 7.86 | 100 mm | item no.687 | 5 | each
7.87 | 75 mm | item no.688 | 5 | each | 80.1 |  |  | Excess(+) | 1 | Full Conversion | INR | [40 empty] | 401 | 401 | INR Four Hundred & One Only | 7.87 | 75 mm | item no.688 | 5 | each
7.88 | Providing and fixing trap of self cleansing design with screwed down or hinged grating with or without vent arm complete, including cost of cutting and making good the walls and floors : | item no.689 | [52 empty] | 7.88 | Providing and fixing trap of self cleansing design with screwed down or hinged grating with or without vent arm complete, including cost of cutting and making good the walls and floors : | item no.689
7.89 | 100 mm inlet and 100 mm outlet | item no.690 | [52 empty] | 7.89 | 100 mm inlet and 100 mm outlet | item no.690
7.9 | Sand cast iron S&S as per IS: 3989 | item no.691 | 3 | each | 1604.1 |  |  | Excess(+) | 1 | Full Conversion | INR | [40 empty] | 4812 | 4812 | INR Four Thousand Eight Hundred & Twelve Only | 7.9 | Sand cast iron S&S as per IS: 3989 | item no.691 | 3 | each
7.91 | 100 mm inlet and 75 mm outlet | item no.692 | [52 empty] | 7.91 | 100 mm inlet and 75 mm outlet | item no.692
7.92 | Sand cast iron S&S as per IS - 3989 | item no.693 | 3 | each | 1671 |  |  | Excess(+) | 1 | Full Conversion | INR | [40 empty] | 5013 | 5013 | INR Five Thousand &Thirteen Only | 7.92 | Sand cast iron S&S as per IS - 3989 | item no.693 | 3 | each
7.93 | Cutting chases in brick masonry walls for following diameter sand cast iron/centrifugally cast (spun) iron pipes and making good the same with cement concrete 1:3:6 ( 1 cement : 3 coarse sand :6 graded stone aggregate 12.5 mm nominal size), including necessary plaster and pointing in cement mortar 1:4 (1 cement : 4 coarse sand) : | item no.694 | [52 empty] | 7.93 | Cutting chases in brick masonry walls for following diameter sand cast iron/centrifugally cast (spun) iron pipes and making good the same with cement concrete 1:3:6 ( 1 cement : 3 coarse sand :6 graded stone aggregate 12.5 mm nominal size), including necessary plaster and pointing in cement mortar 1:4 (1 cement : 4 coarse sand) : | item no.694
7.94 | 100 mm dia | item no.695 | 5 | metre | 615.7 |  |  | Excess(+) | 1 | Full Conversion | INR | [40 empty] | 3079 | 3079 | INR Three Thousand &Seventy Nine Only | 7.94 | 100 mm dia | item no.695 | 5 | metre
7.95 | 75 mm dia | item no.696 | 5 | metre | 442.2 |  |  | Excess(+) | 1 | Full Conversion | INR | [40 empty] | 2211 | 2211 | INR Two Thousand Two Hundred & Eleven Only | 7.95 | 75 mm dia | item no.696 | 5 | metre
7.96 | Painting C.I. cistern with bitumastic or any other anti-corrosive paint inside and white paint over a coat of zinc chromate yellow primer (of approved quality ) on the outside surface of the cistern, flush pipe, other fittings, etc. complete for new work. | item no.697 | 5 | each | 844.7 |  |  | Excess(+) | 1 | Full Conversion | INR | [40 empty] | 4224 | 4224 | INR Four Thousand Two Hundred & Twenty Four Only | 7.96 | Painting C.I. cistern with bitumastic or any other anti-corrosive paint inside and white paint over a coat of zinc chromate yellow primer (of approved quality ) on the outside surface of the cistern, flush pipe, other fittings, etc. complete for new work. | item no.697 | 5 | each
7.97 | Re-painting C.I. cistern with bitumastic or any other anti-corrosive paint inside and white paint on the outside surface of the cistern, flush pipe, other fittings, etc. complete, including polishing of wooden seat and lid and cleaning of W.C. pan with acid wherever necessary. | item no.698 | 5 | each | 560.65 |  |  | Excess(+) | 1 | Full Conversion | INR | [40 empty] | 2803 | 2803 | INR Two Thousand Eight Hundred & Three Only | 7.97 | Re-painting C.I. cistern with bitumastic or any other anti-corrosive paint inside and white paint on the outside surface of the cistern, flush pipe, other fittings, etc. complete, including polishing of wooden seat and lid and cleaning of W.C. pan with acid wherever necessary. | item no.698 | 5 | each
7.98 | Painting sand cast iron/ centrifugally cast (spun) iron soil, waste vent pipes and fittings with two coats of synthetic enamel paint of any colour such as chocolate grey, or buff etc. over a coat of primer (of approved quality) for new work : | item no.699 | [52 empty] | 7.98 | Painting sand cast iron/ centrifugally cast (spun) iron soil, waste vent pipes and fittings with two coats of synthetic enamel paint of any colour such as chocolate grey, or buff etc. over a coat of primer (of approved quality) for new work : | item no.699
7.99 | 100 mm diameter pipe | item no.700 | 5 | metre | 69.55 |  |  | Excess(+) | 1 | Full Conversion | INR | [40 empty] | 348 | 348 | INR Three Hundred & Forty Eight Only | 7.99 | 100 mm diameter pipe | item no.700 | 5 | metre
8 | 75 mm diameter pipe | item no.701 | 5 | metre | 52.9 |  |  | Excess(+) | 1 | Full Conversion | INR | [40 empty] | 265 | 265 | INR Two Hundred & Sixty Five Only | 8 | 75 mm diameter pipe | item no.701 | 5 | metre
8.01 | Repainting sand cast iron/ centrifugally cast iron (spun) iron, soil, waste, vent pipes and fittings with one coat of synthetic enamel paint of any colour such as chocolate, grey or buff etc : | item no.702 | [52 empty] | 8.01 | Repainting sand cast iron/ centrifugally cast iron (spun) iron, soil, waste, vent pipes and fittings with one coat of synthetic enamel paint of any colour such as chocolate, grey or buff etc : | item no.702
8.02 | 100 mm diameter pipe | item no.703 | 5 | metre | 33.4 |  |  | Excess(+) | 1 | Full Conversion | INR | [40 empty] | 167 | 167 | INR One Hundred & Sixty Seven Only | 8.02 | 100 mm diameter pipe | item no.703 | 5 | metre
8.03 | 75 mm diameter pipe | item no.704 | 5 | metre | 25 |  |  | Excess(+) | 1 | Full Conversion | INR | [40 empty] | 125 | 125 | INR One Hundred & Twenty Five Only | 8.03 | 75 mm diameter pipe | item no.704 | 5 | metre
8.04 | Providing and fixing PTMT Waste Coupling for wash basin and sink, of approved quality and colour. | item no.705 | [52 empty] | 8.04 | Providing and fixing PTMT Waste Coupling for wash basin and sink, of approved quality and colour. | item no.705
8.05 | Waste coupling 31 mm dia of 79 mm length and 62mm breadth weighing not less than 45 gms | item no.706 | 5 | each | 103 |  |  | Excess(+) | 1 | Full Conversion | INR | [40 empty] | 515 | 515 | INR Five Hundred & Fifteen Only | 8.05 | Waste coupling 31 mm dia of 79 mm length and 62mm breadth weighing not less than 45 gms | item no.706 | 5 | each
8.06 | Providing and fixing PTMT towel ring trapezoidal shape 215 mm long, 200 mm wide with minimum distances of 37 mm from wall face with concealed fittings arrangement of approved quality and colour, weighing not less than 88 gms. | item no.707 | 5 | each | 204.7 |  |  | Excess(+) | 1 | Full Conversion | INR | [40 empty] | 1024 | 1024 | INR One Thousand &Twenty Four Only | 8.06 | Providing and fixing PTMT towel ring trapezoidal shape 215 mm long, 200 mm wide with minimum distances of 37 mm from wall face with concealed fittings arrangement of approved quality and colour, weighing not less than 88 gms. | item no.707 | 5 | each
8.07 | Providing and fixing PTMT towel rail complete with brackets fixed to wooden cleats with CP brass screws with concealed fittings arrangement of approved quality and colour. | item no.708 | [52 empty] | 8.07 | Providing and fixing PTMT towel rail complete with brackets fixed to wooden cleats with CP brass screws with concealed fittings arrangement of approved quality and colour. | item no.708
8.08 | 600 mm long towel rail with total length of 645 mm, width 78 mm and effective height of 88 mm, weighing not less than 190 gms. | item no.709 | 5 | each | 600.35 |  |  | Excess(+) | 1 | Full Conversion | INR | [40 empty] | 3002 | 3002 | INR Three Thousand &Two Only | 8.08 | 600 mm long towel rail with total length of 645 mm, width 78 mm and effective height of 88 mm, weighing not less than 190 gms. | item no.709 | 5 | each
8.09 | Providing and fixing white vitreous china extended wall mounting water closet of size 780x370x690 mm of approved shape including providing & fixing white vitreous china cistern with dual flush fitting, of flushing capacity 3 litre/ 6 litre (adjustable to 4 litre/ 8 litres), including seat cover, and cistern fittings, nuts, bolts and gasket etc complete. | item no.710 | 1 | each | 13036.55 |  |  | Excess(+) | 1 | Full Conversion | INR | [40 empty] | 13037 | 13037 | INR Thirteen Thousand &Thirty Seven Only | 8.09 | Providing and fixing white vitreous china extended wall mounting water closet of size 780x370x690 mm of approved shape including providing & fixing white vitreous china cistern with dual flush fitting, of flushing capacity 3 litre/ 6 litre (adjustable to 4 litre/ 8 litres), including seat cover, and cistern fittings, nuts, bolts and gasket etc complete. | item no.710 | 1 | each
8.1 | WATER SUPPLY | item no.711 | [52 empty] | 8.1 | WATER SUPPLY | item no.711
8.11 | Providing and fixing Chlorinated Polyvinyl Chloride (CPVC) pipes, having thermal stability for hot & cold water supply, including all CPVC plain & brass threaded fittings, including fixing the pipe with clamps at 1.00 m spacing. This includes jointing of pipes & fittings with one step CPVC solvent cement and testing of joints complete as per direction of Engineer in Charge. Internal work - Exposed on wall | item no.712 | [52 empty] | 8.11 | Providing and fixing Chlorinated Polyvinyl Chloride (CPVC) pipes, having thermal stability for hot & cold water supply, including all CPVC plain & brass threaded fittings, including fixing the pipe with clamps at 1.00 m spacing. This includes jointing of pipes & fittings with one step CPVC solvent cement and testing of joints complete as per direction of Engineer in Charge. Internal work - Exposed on wall | item no.712
8.12 | 15 mm nominal dia Pipes | item no.713 | 10 | metre | 255.9 |  |  | Excess(+) | 1 | Full Conversion | INR | [40 empty] | 2559 | 2559 | INR Two Thousand Five Hundred & Fifty Nine Only | 8.12 | 15 mm nominal dia Pipes | item no.713 | 10 | metre
8.13 | 20 mm nominal dia Pipes | item no.714 | 10 | metre | 325.1 |  |  | Excess(+) | 1 | Full Conversion | INR | [40 empty] | 3251 | 3251 | INR Three Thousand Two Hundred & Fifty One Only | 8.13 | 20 mm nominal dia Pipes | item no.714 | 10 | metre
8.14 | 25 mm nominal dia Pipes | item no.715 | 10 | metre | 408.55 |  |  | Excess(+) | 1 | Full Conversion | INR | [40 empty] | 4086 | 4086 | INR Four Thousand &Eighty Six Only | 8.14 | 25 mm nominal dia Pipes | item no.715 | 10 | metre
8.15 | 32 mm nominal dia Pipes | item no.716 | 10 | metre | 500.95 |  |  | Excess(+) | 1 | Full Conversion | INR | [40 empty] | 5010 | 5010 | INR Five Thousand &Ten Only | 8.15 | 32 mm nominal dia Pipes | item no.716 | 10 | metre
8.16 | 40 mm nominal dia Pipes | item no.717 | 10 | metre | 674.35 |  |  | Excess(+) | 1 | Full Conversion | INR | [40 empty] | 6744 | 6744 | INR Six Thousand Seven Hundred & Forty Four Only | 8.16 | 40 mm nominal dia Pipes | item no.717 | 10 | metre
8.17 | Providing and fixing G.I. pipes complete with G.I. fittings and clamps, i/c cutting and making good the walls etc. Internal work - Exposed on wall | item no.718 | [52 empty] | 8.17 | Providing and fixing G.I. pipes complete with G.I. fittings and clamps, i/c cutting and making good the walls etc. Internal work - Exposed on wall | item no.718
8.18 | 15 mm dia nominal bore | item no.719 | 40 | metre | 304.15 |  |  | Excess(+) | 1 | Full Conversion | INR | [40 empty] | 12166 | 12166 | INR Twelve Thousand One Hundred & Sixty Six Only | 8.18 | 15 mm dia nominal bore | item no.719 | 40 | metre
8.19 | 20 mm dia nominal bore | item no.720 | 40 | metre | 373.35 |  |  | Excess(+) | 1 | Full Conversion | INR | [40 empty] | 14934 | 14934 | INR Fourteen Thousand Nine Hundred & Thirty Four Only | 8.19 | 20 mm dia nominal bore | item no.720 | 40 | metre
8.2 | 25 mm dia nominal bore | item no.721 | 7 | metre | 491.2 |  |  | Excess(+) | 1 | Full Conversion | INR | [40 empty] | 3438 | 3438 | INR Three Thousand Four Hundred & Thirty Eight Only | 8.2 | 25 mm dia nominal bore | item no.721 | 7 | metre
8.21 | 32 mm dia nominal bore | item no.722 | 15 | metre | 563.6 |  |  | Excess(+) | 1 | Full Conversion | INR | [40 empty] | 8454 | 8454 | INR Eight Thousand Four Hundred & Fifty Four Only | 8.21 | 32 mm dia nominal bore | item no.722 | 15 | metre
8.22 | 40 mm dia nominal bore | item no.723 | 25 | metre | 725.15 |  |  | Excess(+) | 1 | Full Conversion | INR | [40 empty] | 18129 | 18129 | INR Eighteen Thousand One Hundred & Twenty Nine Only | 8.22 | 40 mm dia nominal bore | item no.723 | 25 | metre
8.23 | 50 mm dia nominal bore | item no.724 | 7 | metre | 893.2 |  |  | Excess(+) | 1 | Full Conversion | INR | [40 empty] | 6252 | 6252 | INR Six Thousand Two Hundred & Fifty Two Only | 8.23 | 50 mm dia nominal bore | item no.724 | 7 | metre
8.24 | Providing and fixing G.I. Pipes complete with G.I. fittings and clamps, i/c making good the walls etc. concealed pipe, including painting with anti corrosive bitumastic paint, cutting chases and making good the wall : | item no.725 | [52 empty] | 8.24 | Providing and fixing G.I. Pipes complete with G.I. fittings and clamps, i/c making good the walls etc. concealed pipe, including painting with anti corrosive bitumastic paint, cutting chases and making good the wall : | item no.725
8.25 | 15 mm dia nominal bore | item no.726 | 15 | metre | 485.2 |  |  | Excess(+) | 1 | Full Conversion | INR | [40 empty] | 7278 | 7278 | INR Seven Thousand Two Hundred & Seventy Eight Only | 8.25 | 15 mm dia nominal bore | item no.726 | 15 | metre
8.26 | 20 mm dia nominal bore | item no.727 | 7 | metre | 541.1 |  |  | Excess(+) | 1 | Full Conversion | INR | [40 empty] | 3788 | 3788 | INR Three Thousand Seven Hundred & Eighty Eight Only | 8.26 | 20 mm dia nominal bore | item no.727 | 7 | metre
8.27 | Providing and fixing G.I. pipes complete with G.I. fittings including trenching and refilling etc. External work | item no.728 | [52 empty] | 8.27 | Providing and fixing G.I. pipes complete with G.I. fittings including trenching and refilling etc. External work | item no.728
8.28 | 15 mm dia nominal bore | item no.729 | 10 | metre | 267.5 |  |  | Excess(+) | 1 | Full Conversion | INR | [40 empty] | 2675 | 2675 | INR Two Thousand Six Hundred & Seventy Five Only | 8.28 | 15 mm dia nominal bore | item no.729 | 10 | metre
8.29 | 20 mm dia nominal bore | item no.730 | 10 | metre | 315.35 |  |  | Excess(+) | 1 | Full Conversion | INR | [40 empty] | 3154 | 3154 | INR Three Thousand One Hundred & Fifty Four Only | 8.29 | 20 mm dia nominal bore | item no.730 | 10 | metre
8.3 | 25 mm dia nominal bore | item no.731 | 10 | metre | 417.95 |  |  | Excess(+) | 1 | Full Conversion | INR | [40 empty] | 4180 | 4180 | INR Four Thousand One Hundred & Eighty Only | 8.3 | 25 mm dia nominal bore | item no.731 | 10 | metre
8.31 | 32 mm dia nominal bore | item no.732 | 7 | metre | 457.7 |  |  | Excess(+) | 1 | Full Conversion | INR | [40 empty] | 3204 | 3204 | INR Three Thousand Two Hundred & Four Only | 8.31 | 32 mm dia nominal bore | item no.732 | 7 | metre
8.32 | 40 mm dia nominal bore | item no.733 | 3 | metre | 558.35 |  |  | Excess(+) | 1 | Full Conversion | INR | [40 empty] | 1675 | 1675 | INR One Thousand Six Hundred & Seventy Five Only | 8.32 | 40 mm dia nominal bore | item no.733 | 3 | metre
8.33 | 50 mm dia nominal bore | item no.734 | 7 | metre | 654.2 |  |  | Excess(+) | 1 | Full Conversion | INR | [40 empty] | 4579 | 4579 | INR Four Thousand Five Hundred & Seventy Nine Only | 8.33 | 50 mm dia nominal bore | item no.734 | 7 | metre
8.34 | 65 mm dia nominal bore | item no.735 | 7 | metre | 768.6 |  |  | Excess(+) | 1 | Full Conversion | INR | [40 empty] | 5380 | 5380 | INR Five Thousand Three Hundred & Eighty Only | 8.34 | 65 mm dia nominal bore | item no.735 | 7 | metre
8.35 | 80 mm dia nominal bore | item no.736 | 5 | metre | 919.1 |  |  | Excess(+) | 1 | Full Conversion | INR | [40 empty] | 4596 | 4596 | INR Four Thousand Five Hundred & Ninety Six Only | 8.35 | 80 mm dia nominal bore | item no.736 | 5 | metre
8.36 | Making connection of G.I. distribution branch with G.I. main of following sizes by providing and fixing tee, including cutting and threading the pipe etc. complete : | item no.737 | [52 empty] | 8.36 | Making connection of G.I. distribution branch with G.I. main of following sizes by providing and fixing tee, including cutting and threading the pipe etc. complete : | item no.737
8.37 | 25 to 40 mm nominal bore | item no.738 | 10 | each | 757.1 |  |  | Excess(+) | 1 | Full Conversion | INR | [40 empty] | 7571 | 7571 | INR Seven Thousand Five Hundred & Seventy One Only | 8.37 | 25 to 40 mm nominal bore | item no.738 | 10 | each
8.38 | 50 to 80 mm nominal bore | item no.739 | 3 | each | 1513.7 |  |  | Excess(+) | 1 | Full Conversion | INR | [40 empty] | 4541 | 4541 | INR Four Thousand Five Hundred & Forty One Only | 8.38 | 50 to 80 mm nominal bore | item no.739 | 3 | each
8.39 | Providing and fixing brass bib cock of approved quality : | item no.740 | [52 empty] | 8.39 | Providing and fixing brass bib cock of approved quality : | item no.740
8.4 | 15 mm nominal bore | item no.741 | 7 | each | 303.85 |  |  | Excess(+) | 1 | Full Conversion | INR | [40 empty] | 2127 | 2127 | INR Two Thousand One Hundred & Twenty Seven Only | 8.4 | 15 mm nominal bore | item no.741 | 7 | each
8.41 | 20 mm nominal bore | item no.742 | 5 | each | 327.95 |  |  | Excess(+) | 1 | Full Conversion | INR | [40 empty] | 1640 | 1640 | INR One Thousand Six Hundred & Forty Only | 8.41 | 20 mm nominal bore | item no.742 | 5 | each
8.42 | Providing and fixing brass stop cock of approved quality : | item no.743 | [52 empty] | 8.42 | Providing and fixing brass stop cock of approved quality : | item no.743
8.43 | 15 mm nominal bore | item no.744 | 7 | each | 303.85 |  |  | Excess(+) | 1 | Full Conversion | INR | [40 empty] | 2127 | 2127 | INR Two Thousand One Hundred & Twenty Seven Only | 8.43 | 15 mm nominal bore | item no.744 | 7 | each
8.44 | 20 mm nominal bore | item no.745 | 3 | each | 327.95 |  |  | Excess(+) | 1 | Full Conversion | INR | [40 empty] | 984 | 984 | INR Nine Hundred & Eighty Four Only | 8.44 | 20 mm nominal bore | item no.745 | 3 | each
8.45 | Providing and fixing gun metal gate valve with C.I. wheel of approved quality (screwed end) : | item no.746 | [52 empty] | 8.45 | Providing and fixing gun metal gate valve with C.I. wheel of approved quality (screwed end) : | item no.746
8.46 | 25 mm nominal bore | item no.747 | 1 | each | 532.35 |  |  | Excess(+) | 1 | Full Conversion | INR | [40 empty] | 532 | 532 | INR Five Hundred & Thirty Two Only | 8.46 | 25 mm nominal bore | item no.747 | 1 | each
8.47 | 20 mm nominal bore | item no.748 | 3 | each | 461.75 |  |  | Excess(+) | 1 | Full Conversion | INR | [40 empty] | 1385 | 1385 | INR One Thousand Three Hundred & Eighty Five Only | 8.47 | 20 mm nominal bore | item no.748 | 3 | each
8.48 | 32 mm nominal bore. | item no.749 | 1 | each | 589.9 |  |  | Excess(+) | 1 | Full Conversion | INR | [40 empty] | 590 | 590 | INR Five Hundred & Ninety Only | 8.48 | 32 mm nominal bore. | item no.749 | 1 | each
8.49 | 40 mm nominal bore | item no.750 | 1 | each | 707.3 |  |  | Excess(+) | 1 | Full Conversion | INR | [40 empty] | 707 | 707 | INR Seven Hundred & Seven Only | 8.49 | 40 mm nominal bore | item no.750 | 1 | each
8.5 | 50 mm nominal bore | item no.751 | 3 | each | 878.25 |  |  | Excess(+) | 1 | Full Conversion | INR | [40 empty] | 2635 | 2635 | INR Two Thousand Six Hundred & Thirty Five Only | 8.5 | 50 mm nominal bore | item no.751 | 3 | each
8.51 | 65 mm nominal bore | item no.752 | 3 | each | 1490.7 |  |  | Excess(+) | 1 | Full Conversion | INR | [40 empty] | 4472 | 4472 | INR Four Thousand Four Hundred & Seventy Two Only | 8.51 | 65 mm nominal bore | item no.752 | 3 | each
8.52 | 80 mm nominal bore | item no.753 | 2 | each | 2227.6 |  |  | Excess(+) | 1 | Full Conversion | INR | [40 empty] | 4455 | 4455 | INR Four Thousand Four Hundred & Fifty Five Only | 8.52 | 80 mm nominal bore | item no.753 | 2 | each
8.53 | Providing and fixing ball valve (brass) of approved quality, High or low pressure, with plastic floats complete : | item no.754 | [52 empty] | 8.53 | Providing and fixing ball valve (brass) of approved quality, High or low pressure, with plastic floats complete : | item no.754
8.54 | 15 mm nominal bore | item no.755 | 3 | each | 348.85 |  |  | Excess(+) | 1 | Full Conversion | INR | [40 empty] | 1047 | 1047 | INR One Thousand &Forty Seven Only | 8.54 | 15 mm nominal bore | item no.755 | 3 | each
8.55 | 20 mm nominal bore | item no.756 | 3 | each | 397.45 |  |  | Excess(+) | 1 | Full Conversion | INR | [40 empty] | 1192 | 1192 | INR One Thousand One Hundred & Ninety Two Only | 8.55 | 20 mm nominal bore | item no.756 | 3 | each
8.56 | 25 mm nominal bore | item no.757 | 3 | each | 399.15 |  |  | Excess(+) | 1 | Full Conversion | INR | [40 empty] | 1197 | 1197 | INR One Thousand One Hundred & Ninety Seven Only | 8.56 | 25 mm nominal bore | item no.757 | 3 | each
8.57 | Providing and fixing uplasticised PVC connection pipe with brass unions : | item no.758 | [52 empty] | 8.57 | Providing and fixing uplasticised PVC connection pipe with brass unions : | item no.758
8.58 | 30 cm length | item no.759 | [52 empty] | 8.58 | 30 cm length | item no.759
8.59 | 15 mm nominal bore | item no.760 | 10 | each | 74.8 |  |  | Excess(+) | 1 | Full Conversion | INR | [40 empty] | 748 | 748 | INR Seven Hundred & Forty Eight Only | 8.59 | 15 mm nominal bore | item no.760 | 10 | each
8.6 | 20 mm nominal bore | item no.761 | 10 | each | 81.5 |  |  | Excess(+) | 1 | Full Conversion | INR | [40 empty] | 815 | 815 | INR Eight Hundred & Fifteen Only | 8.6 | 20 mm nominal bore | item no.761 | 10 | each
8.61 | 45 cm length | item no.762 | [52 empty] | 8.61 | 45 cm length | item no.762
8.62 | 15 mm nominal bore | item no.763 | 3 | each | 85.2 |  |  | Excess(+) | 1 | Full Conversion | INR | [40 empty] | 256 | 256 | INR Two Hundred & Fifty Six Only | 8.62 | 15 mm nominal bore | item no.763 | 3 | each
8.63 | 20 mm nominal bore | item no.764 | 5 | each | 102.55 |  |  | Excess(+) | 1 | Full Conversion | INR | [40 empty] | 513 | 513 | INR Five Hundred & Thirteen Only | 8.63 | 20 mm nominal bore | item no.764 | 5 | each
8.64 | Constructing masonry Chamber 30x30x50 cm inside, in brick work in cement mortar 1:4 (1 cement :4 coarse sand) for stop cock, with C. I. surface box 100x100 x75 mm (inside) with hinged cover fixed in cement concrete slab 1:2:4 mix (1 cement : 2 coarse sand : 4 graded stone aggregate 20 mm nominal size), i/c necessary excavation, foundation concrete 1:5:10 ( 1 cement : 5 fine sand : 10 graded stone aggregate 40mm nominal size ) and inside plastering with cement mortar 1:3 (1 cement : 3 coarse sand) 12mm thick, finished with a floating coat of neat cement complete as per standard design : | item no.765 | [52 empty] | 8.64 | Constructing masonry Chamber 30x30x50 cm inside, in brick work in cement mortar 1:4 (1 cement :4 coarse sand) for stop cock, with C. I. surface box 100x100 x75 mm (inside) with hinged cover fixed in cement concrete slab 1:2:4 mix (1 cement : 2 coarse sand : 4 graded stone aggregate 20 mm nominal size), i/c necessary excavation, foundation concrete 1:5:10 ( 1 cement : 5 fine sand : 10 graded stone aggregate 40mm nominal size ) and inside plastering with cement mortar 1:3 (1 cement : 3 coarse sand) 12mm thick, finished with a floating coat of neat cement complete as per standard design : | item no.765
8.65 | With common burnt clay F.P.S.(non modular) bricks of class designation 7.5 | item no.766 | 1 | each | 1712.15 |  |  | Excess(+) | 1 | Full Conversion | INR | [40 empty] | 1712 | 1712 | INR One Thousand Seven Hundred & Twelve Only | 8.65 | With common burnt clay F.P.S.(non modular) bricks of class designation 7.5 | item no.766 | 1 | each
8.66 | Constructing masonry Chamber 60x60x75 cm inside, in brick work in cement mortar 1:4 (1 cement : 4 coarse sand) for sluice valve, with C.I. surface box 100mm top diameter, 160 mm bottom diameter and 180 mm deep ( inside) with chained lid and RCC top slab 1:2:4 mix (1 cement : 2 coarse sand : 4 graded stone aggregate 20mm nominal size ) , i/c necessary excavation, foundation concrete 1:5:10 (1 cement : 5 fine sand : 10 graded stone aggregate 40 mm nominal size) and inside plastering with cement mortar 1:3 (1 cement : 3 coarse sand) 12 mm thick, finished with a floating coat of neat cement complete as per standard design : | item no.767 | [52 empty] | 8.66 | Constructing masonry Chamber 60x60x75 cm inside, in brick work in cement mortar 1:4 (1 cement : 4 coarse sand) for sluice valve, with C.I. surface box 100mm top diameter, 160 mm bottom diameter and 180 mm deep ( inside) with chained lid and RCC top slab 1:2:4 mix (1 cement : 2 coarse sand : 4 graded stone aggregate 20mm nominal size ) , i/c necessary excavation, foundation concrete 1:5:10 (1 cement : 5 fine sand : 10 graded stone aggregate 40 mm nominal size) and inside plastering with cement mortar 1:3 (1 cement : 3 coarse sand) 12 mm thick, finished with a floating coat of neat cement complete as per standard design : | item no.767
8.67 | With common burnt clay F.P.S.(non modular) bricks of class designation 7.5 | item no.768 | 1 | each | 10102.5 |  |  | Excess(+) | 1 | Full Conversion | INR | [40 empty] | 10103 | 10103 | INR Ten Thousand One Hundred & Three Only | 8.67 | With common burnt clay F.P.S.(non modular) bricks of class designation 7.5 | item no.768 | 1 | each
8.68 | Painting G.I. pipes and fittings with two coats of anti-corrosive bitumastic paint of approved quality : | item no.769 | [52 empty] | 8.68 | Painting G.I. pipes and fittings with two coats of anti-corrosive bitumastic paint of approved quality : | item no.769
8.69 | 15 mm diameter pipe | item no.770 | 10 | metre | 10.05 |  |  | Excess(+) | 1 | Full Conversion | INR | [40 empty] | 101 | 101 | INR One Hundred & One Only | 8.69 | 15 mm diameter pipe | item no.770 | 10 | metre
8.7 | 20 mm diameter pipe | item no.771 | 10 | metre | 12 |  |  | Excess(+) | 1 | Full Conversion | INR | [40 empty] | 120 | 120 | INR One Hundred & Twenty Only | 8.7 | 20 mm diameter pipe | item no.771 | 10 | metre
8.71 | 25 mm diameter pipe | item no.772 | 10 | metre | 15.25 |  |  | Excess(+) | 1 | Full Conversion | INR | [40 empty] | 153 | 153 | INR One Hundred & Fifty Three Only | 8.71 | 25 mm diameter pipe | item no.772 | 10 | metre
8.72 | 40 mm diameter pipe | item no.773 | 10 | metre | 20.95 |  |  | Excess(+) | 1 | Full Conversion | INR | [40 empty] | 210 | 210 | INR Two Hundred & Ten Only | 8.72 | 40 mm diameter pipe | item no.773 | 10 | metre
8.73 | 50 mm diameter pipe | item no.774 | 10 | metre | 25.25 |  |  | Excess(+) | 1 | Full Conversion | INR | [40 empty] | 253 | 253 | INR Two Hundred & Fifty Three Only | 8.73 | 50 mm diameter pipe | item no.774 | 10 | metre
8.74 | 65 mm diameter pipe | item no.775 | 10 | metre | 31.3 |  |  | Excess(+) | 1 | Full Conversion | INR | [40 empty] | 313 | 313 | INR Three Hundred & Thirteen Only | 8.74 | 65 mm diameter pipe | item no.775 | 10 | metre
8.75 | Providing and filling sand of grading zone V or coarser grade, allround the G.I. pipes in external work : | item no.776 | [52 empty] | 8.75 | Providing and filling sand of grading zone V or coarser grade, allround the G.I. pipes in external work : | item no.776
8.76 | 15 mm diameter pipe | item no.777 | 10 | metre | 157.7 |  |  | Excess(+) | 1 | Full Conversion | INR | [40 empty] | 1577 | 1577 | INR One Thousand Five Hundred & Seventy Seven Only | 8.76 | 15 mm diameter pipe | item no.777 | 10 | metre
8.77 | 20 mm diameter pipe | item no.778 | 10 | metre | 159.85 |  |  | Excess(+) | 1 | Full Conversion | INR | [40 empty] | 1599 | 1599 | INR One Thousand Five Hundred & Ninety Nine Only | 8.77 | 20 mm diameter pipe | item no.778 | 10 | metre
8.78 | 25 mm diameter pipe | item no.779 | 7 | metre | 164.1 |  |  | Excess(+) | 1 | Full Conversion | INR | [40 empty] | 1149 | 1149 | INR One Thousand One Hundred & Forty Nine Only | 8.78 | 25 mm diameter pipe | item no.779 | 7 | metre
8.79 | 32 mm diameter pipe | item no.780 | 7 | metre | 168.35 |  |  | Excess(+) | 1 | Full Conversion | INR | [40 empty] | 1178 | 1178 | INR One Thousand One Hundred & Seventy Eight Only | 8.79 | 32 mm diameter pipe | item no.780 | 7 | metre
8.8 | 40 mm diameter pipe | item no.781 | 7 | metre | 170.5 |  |  | Excess(+) | 1 | Full Conversion | INR | [40 empty] | 1194 | 1194 | INR One Thousand One Hundred & Ninety Four Only | 8.8 | 40 mm diameter pipe | item no.781 | 7 | metre
8.81 | 50 mm diameter pipe | item no.782 | 20 | metre | 176.9 |  |  | Excess(+) | 1 | Full Conversion | INR | [40 empty] | 3538 | 3538 | INR Three Thousand Five Hundred & Thirty Eight Only | 8.81 | 50 mm diameter pipe | item no.782 | 20 | metre
8.82 | 65 mm diameter pipe | item no.783 | 20 | metre | 279.2 |  |  | Excess(+) | 1 | Full Conversion | INR | [40 empty] | 5584 | 5584 | INR Five Thousand Five Hundred & Eighty Four Only | 8.82 | 65 mm diameter pipe | item no.783 | 20 | metre
8.83 | Providing and fixing G.I. Union in G.I. pipe including cutting and threading the pipe and making long screws etc. complete (New work) : | item no.784 | [52 empty] | 8.83 | Providing and fixing G.I. Union in G.I. pipe including cutting and threading the pipe and making long screws etc. complete (New work) : | item no.784
8.84 | 15 mm nominal bore | item no.785 | 20 | each | 262.3 |  |  | Excess(+) | 1 | Full Conversion | INR | [40 empty] | 5246 | 5246 | INR Five Thousand Two Hundred & Forty Six Only | 8.84 | 15 mm nominal bore | item no.785 | 20 | each
8.85 | 20 mm nominal bore | item no.786 | 20 | each | 289.05 |  |  | Excess(+) | 1 | Full Conversion | INR | [40 empty] | 5781 | 5781 | INR Five Thousand Seven Hundred & Eighty One Only | 8.85 | 20 mm nominal bore | item no.786 | 20 | each
8.86 | 25 mm nominal bore | item no.787 | 20 | each | 369.35 |  |  | Excess(+) | 1 | Full Conversion | INR | [40 empty] | 7387 | 7387 | INR Seven Thousand Three Hundred & Eighty Seven Only | 8.86 | 25 mm nominal bore | item no.787 | 20 | each
8.87 | 32 mm nominal bore | item no.788 | 10 | each | 409.45 |  |  | Excess(+) | 1 | Full Conversion | INR | [40 empty] | 4095 | 4095 | INR Four Thousand &Ninety Five Only | 8.87 | 32 mm nominal bore | item no.788 | 10 | each
8.88 | 40 mm nominal bore | item no.789 | 10 | each | 523.2 |  |  | Excess(+) | 1 | Full Conversion | INR | [40 empty] | 5232 | 5232 | INR Five Thousand Two Hundred & Thirty Two Only | 8.88 | 40 mm nominal bore | item no.789 | 10 | each
8.89 | 50 mm nominal bore | item no.790 | 10 | each | 706.7 |  |  | Excess(+) | 1 | Full Conversion | INR | [40 empty] | 7067 | 7067 | INR Seven Thousand &Sixty Seven Only | 8.89 | 50 mm nominal bore | item no.790 | 10 | each
8.9 | 65 mm nominal bore | item no.791 | 10 | each | 994.35 |  |  | Excess(+) | 1 | Full Conversion | INR | [40 empty] | 9944 | 9944 | INR Nine Thousand Nine Hundred & Forty Four Only | 8.9 | 65 mm nominal bore | item no.791 | 10 | each
8.91 | Providing and fixing G.I. Union in existing G.I. pipe line, cutting and threading the pipe and making long screws, including excavation, refilling the earth or cutting of wall and making good the same complete wherever required : | item no.792 | [52 empty] | 8.91 | Providing and fixing G.I. Union in existing G.I. pipe line, cutting and threading the pipe and making long screws, including excavation, refilling the earth or cutting of wall and making good the same complete wherever required : | item no.792
8.92 | 15 mm nominal bore | item no.793 | 7 | each | 682.9 |  |  | Excess(+) | 1 | Full Conversion | INR | [40 empty] | 4780 | 4780 | INR Four Thousand Seven Hundred & Eighty Only | 8.92 | 15 mm nominal bore | item no.793 | 7 | each
8.93 | 20 mm nominal bore | item no.794 | 7 | each | 709.7 |  |  | Excess(+) | 1 | Full Conversion | INR | [40 empty] | 4968 | 4968 | INR Four Thousand Nine Hundred & Sixty Eight Only | 8.93 | 20 mm nominal bore | item no.794 | 7 | each
8.94 | 25 mm nominal bore | item no.795 | 7 | each | 789.95 |  |  | Excess(+) | 1 | Full Conversion | INR | [40 empty] | 5530 | 5530 | INR Five Thousand Five Hundred & Thirty Only | 8.94 | 25 mm nominal bore | item no.795 | 7 | each
8.95 | 32 mm nominal bore | item no.796 | 3 | each | 830.1 |  |  | Excess(+) | 1 | Full Conversion | INR | [40 empty] | 2490 | 2490 | INR Two Thousand Four Hundred & Ninety Only | 8.95 | 32 mm nominal bore | item no.796 | 3 | each
8.96 | 40 mm nominal bore | item no.797 | 3 | each | 943.8 |  |  | Excess(+) | 1 | Full Conversion | INR | [40 empty] | 2831 | 2831 | INR Two Thousand Eight Hundred & Thirty One Only | 8.96 | 40 mm nominal bore | item no.797 | 3 | each
8.97 | 50 mm nominal bore | item no.798 | 3 | each | 1280.3 |  |  | Excess(+) | 1 | Full Conversion | INR | [40 empty] | 3841 | 3841 | INR Three Thousand Eight Hundred & Forty One Only | 8.97 | 50 mm nominal bore | item no.798 | 3 | each
8.98 | 65 mm nominal bore | item no.799 | 3 | each | 1567.95 |  |  | Excess(+) | 1 | Full Conversion | INR | [40 empty] | 4704 | 4704 | INR Four Thousand Seven Hundred & Four Only | 8.98 | 65 mm nominal bore | item no.799 | 3 | each
8.99 | Providing and placing on terrace (at all floor levels) polyethylene water storage tank, IS : 12701 marked, with cover and suitable locking arrangement and making necessary holes for inlet, outlet and overflow pipes but without fittings and the base support for tank. | item no.800 | 800 | per litre | 9.7 |  |  | Excess(+) | 1 | Full Conversion | INR | [40 empty] | 7760 | 7760 | INR Seven Thousand Seven Hundred & Sixty Only | 8.99 | Providing and placing on terrace (at all floor levels) polyethylene water storage tank, IS : 12701 marked, with cover and suitable locking arrangement and making necessary holes for inlet, outlet and overflow pipes but without fittings and the base support for tank. | item no.800 | 800 | per litre
9 | Providing and fixing rectangular high density polyethylene water storage loft tank with cover, conforming to ISI : 12701, colour of opaque white or as approved by Engineer-in-charge. The rate includes making necessary holes for inlet, outlet & over flow pipes. The base support i/c fittings & fixtures for tank shall be paid separately. | item no.801 | 750 | per litre | 9.7 |  |  | Excess(+) | 1 | Full Conversion | INR | [40 empty] | 7275 | 7275 | INR Seven Thousand Two Hundred & Seventy Five Only | 9 | Providing and fixing rectangular high density polyethylene water storage loft tank with cover, conforming to ISI : 12701, colour of opaque white or as approved by Engineer-in-charge. The rate includes making necessary holes for inlet, outlet & over flow pipes. The base support i/c fittings & fixtures for tank shall be paid separately. | item no.801 | 750 | per litre
9.01 | Providing and fixing C.P. brass bib cock of approved quality conforming to IS:8931 : | item no.802 | [52 empty] | 9.01 | Providing and fixing C.P. brass bib cock of approved quality conforming to IS:8931 : | item no.802
9.02 | 15 mm nominal bore | item no.803 | 3 | each | 434.2 |  |  | Excess(+) | 1 | Full Conversion | INR | [40 empty] | 1303 | 1303 | INR One Thousand Three Hundred & Three Only | 9.02 | 15 mm nominal bore | item no.803 | 3 | each
9.03 | Providing and fixing C.P. brass long nose bib cock of approved quality conforming to IS standards and weighing not less than 810 gms. | item no.804 | [52 empty] | 9.03 | Providing and fixing C.P. brass long nose bib cock of approved quality conforming to IS standards and weighing not less than 810 gms. | item no.804
9.04 | 15 mm nominal bore | item no.805 | 3 | each | 715.05 |  |  | Excess(+) | 1 | Full Conversion | INR | [40 empty] | 2145 | 2145 | INR Two Thousand One Hundred & Forty Five Only | 9.04 | 15 mm nominal bore | item no.805 | 3 | each
9.05 | Providing and fixing C.P. brass long body bib cock of approved quality conforming to IS standards and weighing not less than 690 gms. | item no.806 | [52 empty] | 9.05 | Providing and fixing C.P. brass long body bib cock of approved quality conforming to IS standards and weighing not less than 690 gms. | item no.806
9.06 | 15 mm nominal bore | item no.807 | 1 | each | 708.4 |  |  | Excess(+) | 1 | Full Conversion | INR | [40 empty] | 708 | 708 | INR Seven Hundred & Eight Only | 9.06 | 15 mm nominal bore | item no.807 | 1 | each
9.07 | Providing and fixing C.P. brass stop cock (concealed) of standard design and of approved make conforming to IS:8931. | item no.808 | [52 empty] | 9.07 | Providing and fixing C.P. brass stop cock (concealed) of standard design and of approved make conforming to IS:8931. | item no.808
9.08 | 15 mm nominal bore | item no.809 | 3 | each | 594.75 |  |  | Excess(+) | 1 | Full Conversion | INR | [40 empty] | 1784 | 1784 | INR One Thousand Seven Hundred & Eighty Four Only | 9.08 | 15 mm nominal bore | item no.809 | 3 | each
9.09 | Providing and fixing C.P. brass angle valve for basin mixer and geyser points of approved quality conforming to IS:8931 | item no.810 | [52 empty] | 9.09 | Providing and fixing C.P. brass angle valve for basin mixer and geyser points of approved quality conforming to IS:8931 | item no.810
9.1 | 15mm nominal bore | item no.811 | 3 | each | 500.35 |  |  | Excess(+) | 1 | Full Conversion | INR | [40 empty] | 1501 | 1501 | INR One Thousand Five Hundred & One Only | 9.1 | 15mm nominal bore | item no.811 | 3 | each
9.11 | Providing and fixing C.P. Brass extension nipple (size 15mmx50mm) of approved make and quality as per direction of Engineer-in-charge. | item no.812 | 7 | each | 61.7 |  |  | Excess(+) | 1 | Full Conversion | INR | [40 empty] | 432 | 432 | INR Four Hundred & Thirty Two Only | 9.11 | Providing and fixing C.P. Brass extension nipple (size 15mmx50mm) of approved make and quality as per direction of Engineer-in-charge. | item no.812 | 7 | each
9.12 | Providing and fixing PTMT bib cock of approved quality and colour. | item no.813 | [52 empty] | 9.12 | Providing and fixing PTMT bib cock of approved quality and colour. | item no.813
9.13 | 15mm nominal bore, 86 mm long, weighing not less than 88 gms | item no.814 | 10 | each | 109.85 |  |  | Excess(+) | 1 | Full Conversion | INR | [40 empty] | 1099 | 1099 | INR One Thousand &Ninety Nine Only | 9.13 | 15mm nominal bore, 86 mm long, weighing not less than 88 gms | item no.814 | 10 | each
9.14 | 15 mm nominal bore, 122mm long, weighing not less than 99 gms | item no.815 | 10 | each | 143.3 |  |  | Excess(+) | 1 | Full Conversion | INR | [40 empty] | 1433 | 1433 | INR One Thousand Four Hundred & Thirty Three Only | 9.14 | 15 mm nominal bore, 122mm long, weighing not less than 99 gms | item no.815 | 10 | each
9.15 | Providing and fixing PTMT pillar cock of approved quality and colour. | item no.816 | [52 empty] | 9.15 | Providing and fixing PTMT pillar cock of approved quality and colour. | item no.816
9.16 | 15 mm nominal bore, 107 mm long, weighing not less than 110 gms | item no.817 | 10 | each | 180.8 |  |  | Excess(+) | 1 | Full Conversion | INR | [40 empty] | 1808 | 1808 | INR One Thousand Eight Hundred & Eight Only | 9.16 | 15 mm nominal bore, 107 mm long, weighing not less than 110 gms | item no.817 | 10 | each
9.17 | Providing and fixing PTMT grating of approved quality and colour. | item no.818 | [52 empty] | 9.17 | Providing and fixing PTMT grating of approved quality and colour. | item no.818
9.18 | Circular type | item no.819 | [52 empty] | 9.18 | Circular type | item no.819
9.19 | 100 mm nominal dia | item no.820 | 20 | each | 33.2 |  |  | Excess(+) | 1 | Full Conversion | INR | [40 empty] | 664 | 664 | INR Six Hundred & Sixty Four Only | 9.19 | 100 mm nominal dia | item no.820 | 20 | each
9.2 | Providing and fixing PTMT soap Dish Holder having length of 138mm, breadth 102mm, height of 75mm with concealed fitting arrangements, weighing not less than 106 gms. | item no.821 | 20 | each | 96.75 |  |  | Excess(+) | 1 | Full Conversion | INR | [40 empty] | 1935 | 1935 | INR One Thousand Nine Hundred & Thirty Five Only | 9.2 | Providing and fixing PTMT soap Dish Holder having length of 138mm, breadth 102mm, height of 75mm with concealed fitting arrangements, weighing not less than 106 gms. | item no.821 | 20 | each
9.21 | Providing and fixing unplasticised P.V.C. connection pipe with PTMT Nuts, collar and bush of approved quality and colour. | item no.822 | [52 empty] | 9.21 | Providing and fixing unplasticised P.V.C. connection pipe with PTMT Nuts, collar and bush of approved quality and colour. | item no.822
9.22 | 15 mm nominal bore with 30cm length | item no.823 | 20 | each | 85.5 |  |  | Excess(+) | 1 | Full Conversion | INR | [40 empty] | 1710 | 1710 | INR One Thousand Seven Hundred & Ten Only | 9.22 | 15 mm nominal bore with 30cm length | item no.823 | 20 | each
9.23 | 15 mm nominal bore with 45 cm length | item no.824 | 20 | each | 107.9 |  |  | Excess(+) | 1 | Full Conversion | INR | [40 empty] | 2158 | 2158 | INR Two Thousand One Hundred & Fifty Eight Only | 9.23 | 15 mm nominal bore with 45 cm length | item no.824 | 20 | each
9.24 | Cutting holes up to 30x30 cm in walls including making good the same: | item no.825 | [52 empty] | 9.24 | Cutting holes up to 30x30 cm in walls including making good the same: | item no.825
9.25 | With common burnt clay F.P.S. (non modular) bricks | item no.826 | 7 | each | 362.4 |  |  | Excess(+) | 1 | Full Conversion | INR | [40 empty] | 2537 | 2537 | INR Two Thousand Five Hundred & Thirty Seven Only | 9.25 | With common burnt clay F.P.S. (non modular) bricks | item no.826 | 7 | each
9.26 | Cutting holes up to 15x15 cm in R.C.C. floors and roofs for passing drain pipe etc. and repairing the hole after insertion of drain pipe etc. with cement concrete 1:2:4 (1 cement : 2 coarse sand : 4 graded stone aggregate 20 mm nominal size), including finishing complete so as to make it leak proof. | item no.827 | 7 | each | 377.1 |  |  | Excess(+) | 1 | Full Conversion | INR | [40 empty] | 2640 | 2640 | INR Two Thousand Six Hundred & Forty Only | 9.26 | Cutting holes up to 15x15 cm in R.C.C. floors and roofs for passing drain pipe etc. and repairing the hole after insertion of drain pipe etc. with cement concrete 1:2:4 (1 cement : 2 coarse sand : 4 graded stone aggregate 20 mm nominal size), including finishing complete so as to make it leak proof. | item no.827 | 7 | each
9.27 | Making chases up to 7.5x7.5 cm in walls including making good and finishing with matching surface after housing G.I. pipe etc. | item no.828 | 30 | metre | 171.8 |  |  | Excess(+) | 1 | Full Conversion | INR | [40 empty] | 5154 | 5154 | INR Five Thousand One Hundred & Fifty Four Only | 9.27 | Making chases up to 7.5x7.5 cm in walls including making good and finishing with matching surface after housing G.I. pipe etc. | item no.828 | 30 | metre
9.28 | Making hole up to 20x20 cm and embedding pipes up to 150 mm diameter in masonry and filling with cement concrete 1:3:6 (1 cement : 3 coarse sand: 6 graded stone aggregate 20 mm nominal size) including disposal of malba. | item no.829 | 3 | metre | 198.4 |  |  | Excess(+) | 1 | Full Conversion | INR | [40 empty] | 595 | 595 | INR Five Hundred & Ninety Five Only | 9.28 | Making hole up to 20x20 cm and embedding pipes up to 150 mm diameter in masonry and filling with cement concrete 1:3:6 (1 cement : 3 coarse sand: 6 graded stone aggregate 20 mm nominal size) including disposal of malba. | item no.829 | 3 | metre
9.29 | DRAINAGE | item no.830 | [52 empty] | 9.29 | DRAINAGE | item no.830
9.3 | Providing, laying and jointing glazed stoneware pipes class SP-1 with stiff mixture of cement mortar in the proportion of 1:1 (1 cement : 1 fine sand) including testing of joints etc. complete : | item no.831 | [52 empty] | 9.3 | Providing, laying and jointing glazed stoneware pipes class SP-1 with stiff mixture of cement mortar in the proportion of 1:1 (1 cement : 1 fine sand) including testing of joints etc. complete : | item no.831
9.31 | 100 mm diameter | item no.832 | 7 | metre | 375.75 |  |  | Excess(+) | 1 | Full Conversion | INR | [40 empty] | 2630 | 2630 | INR Two Thousand Six Hundred & Thirty Only | 9.31 | 100 mm diameter | item no.832 | 7 | metre
9.32 | 150 mm diameter | item no.833 | 10 | metre | 591.4 |  |  | Excess(+) | 1 | Full Conversion | INR | [40 empty] | 5914 | 5914 | INR Five Thousand Nine Hundred & Fourteen Only | 9.32 | 150 mm diameter | item no.833 | 10 | metre
9.33 | Providing and laying cement concrete 1:5:10 (1 cement : 5 coarse sand : 10 graded stone aggregate 40 mm nominal size) up to haunches of S.W. pipes including bed concrete as per standard design : | item no.834 | [52 empty] | 9.33 | Providing and laying cement concrete 1:5:10 (1 cement : 5 coarse sand : 10 graded stone aggregate 40 mm nominal size) up to haunches of S.W. pipes including bed concrete as per standard design : | item no.834
9.34 | 100 mm diameter S.W. pipe | item no.835 | 10 | metre | 425.6 |  |  | Excess(+) | 1 | Full Conversion | INR | [40 empty] | 4256 | 4256 | INR Four Thousand Two Hundred & Fifty Six Only | 9.34 | 100 mm diameter S.W. pipe | item no.835 | 10 | metre
9.35 | 150 mm diameter S.W. pipe | item no.836 | 10 | metre | 689.75 |  |  | Excess(+) | 1 | Full Conversion | INR | [40 empty] | 6898 | 6898 | INR Six Thousand Eight Hundred & Ninety Eight Only | 9.35 | 150 mm diameter S.W. pipe | item no.836 | 10 | metre
9.36 | Providing and fixing square-mouth S.W. gully trap class SP-1 complete with C.I. grating brick masonry chamber with water tight C.I. cover with frame of 300 x300 mm size (inside) the weight of cover to be not less than 4.50 kg and frame to be not less than 2.70 kg as per standard design: | item no.837 | [52 empty] | 9.36 | Providing and fixing square-mouth S.W. gully trap class SP-1 complete with C.I. grating brick masonry chamber with water tight C.I. cover with frame of 300 x300 mm size (inside) the weight of cover to be not less than 4.50 kg and frame to be not less than 2.70 kg as per standard design: | item no.837
9.37 | 100x100 mm size P type | item no.838 | [52 empty] | 9.37 | 100x100 mm size P type | item no.838
9.38 | With common burnt clay F.P.S. (non modular) bricks of class designation 7.5 | item no.839 | 2 | each | 2453.55 |  |  | Excess(+) | 1 | Full Conversion | INR | [40 empty] | 4907 | 4907 | INR Four Thousand Nine Hundred & Seven Only | 9.38 | With common burnt clay F.P.S. (non modular) bricks of class designation 7.5 | item no.839 | 2 | each
9.39 | 150 x 100 mm size P type | item no.840 | [52 empty] | 9.39 | 150 x 100 mm size P type | item no.840
9.4 | With common burnt clay F.P.S. (non modular) bricks of class designation 7.5 | item no.841 | 2 | each | 2474.4 |  |  | Excess(+) | 1 | Full Conversion | INR | [40 empty] | 4949 | 4949 | INR Four Thousand Nine Hundred & Forty Nine Only | 9.4 | With common burnt clay F.P.S. (non modular) bricks of class designation 7.5 | item no.841 | 2 | each
9.41 | Dismantling of old S.W. pipes including breaking of joints and bed concrete stacking of useful materials near the site within 50 m lead and disposal of unserviceable materials into municipal dumps : | item no.842 | [52 empty] | 9.41 | Dismantling of old S.W. pipes including breaking of joints and bed concrete stacking of useful materials near the site within 50 m lead and disposal of unserviceable materials into municipal dumps : | item no.842
9.42 | 100 mm diameter | item no.843 | 50 | metre | 73.35 |  |  | Excess(+) | 1 | Full Conversion | INR | [40 empty] | 3668 | 3668 | INR Three Thousand Six Hundred & Sixty Eight Only | 9.42 | 100 mm diameter | item no.843 | 50 | metre
9.43 | 150 mm diameter | item no.844 | 50 | metre | 81.1 |  |  | Excess(+) | 1 | Full Conversion | INR | [40 empty] | 4055 | 4055 | INR Four Thousand &Fifty Five Only | 9.43 | 150 mm diameter | item no.844 | 50 | metre
9.44 | Providing and laying non-pressure NP2 class (light duty) R.C.C. pipes with collars jointed with stiff mixture of cement mortar in the proportion of 1:2 (1 cement : 2 fine sand) including testing of joints etc. complete : | item no.845 | [52 empty] | 9.44 | Providing and laying non-pressure NP2 class (light duty) R.C.C. pipes with collars jointed with stiff mixture of cement mortar in the proportion of 1:2 (1 cement : 2 fine sand) including testing of joints etc. complete : | item no.845
9.45 | 250 mm dia. R.C.C. pipe | item no.846 | 20 | metre | 811.15 |  |  | Excess(+) | 1 | Full Conversion | INR | [40 empty] | 16223 | 16223 | INR Sixteen Thousand Two Hundred & Twenty Three Only | 9.45 | 250 mm dia. R.C.C. pipe | item no.846 | 20 | metre
9.46 | 300 mm dia. R.C.C. pipe | item no.847 | 20 | metre | 902.05 |  |  | Excess(+) | 1 | Full Conversion | INR | [40 empty] | 18041 | 18041 | INR Eighteen Thousand &Forty One Only | 9.46 | 300 mm dia. R.C.C. pipe | item no.847 | 20 | metre
9.47 | Constructing brick masonry manhole in cement mortar 1:4 ( 1 cement : 4 coarse sand ) with R.C.C. top slab with 1:1.5:3 mix (1 cement : 1.5 coarse sand (zone-III) : 3 graded stone aggregate 20 mm nominal size), foundation concrete 1:4:8 mix (1 cement : 4 coarse sand (zone-III) : 8 graded stone aggregate 40 mm nominal size), inside plastering 12 mm thick with cement mortar 1:3 (1 cement : 3 coarse sand) finished with floating coat of neat cement and making channels in cement concrete 1:2:4 (1 cement : 2 coarse sand : 4 graded stone aggregate 20 mm nominal size) finished with a floating coat of neat cement complete as per standard design : | item no.848 | [52 empty] | 9.47 | Constructing brick masonry manhole in cement mortar 1:4 ( 1 cement : 4 coarse sand ) with R.C.C. top slab with 1:1.5:3 mix (1 cement : 1.5 coarse sand (zone-III) : 3 graded stone aggregate 20 mm nominal size), foundation concrete 1:4:8 mix (1 cement : 4 coarse sand (zone-III) : 8 graded stone aggregate 40 mm nominal size), inside plastering 12 mm thick with cement mortar 1:3 (1 cement : 3 coarse sand) finished with floating coat of neat cement and making channels in cement concrete 1:2:4 (1 cement : 2 coarse sand : 4 graded stone aggregate 20 mm nominal size) finished with a floating coat of neat cement complete as per standard design : | item no.848
9.48 | Inside size 90x80 cm and 45 cm deep including C.I. cover with frame (light duty) 455x610 mm internal dimensions, total weight of cover and frame to be not less than 38 kg (weight of cover 23 kg and weight of frame 15 kg) : | item no.849 | [52 empty] | 9.48 | Inside size 90x80 cm and 45 cm deep including C.I. cover with frame (light duty) 455x610 mm internal dimensions, total weight of cover and frame to be not less than 38 kg (weight of cover 23 kg and weight of frame 15 kg) : | item no.849
9.49 | With common burnt clay F.P.S. (non modular) bricks of class designation 7.5 | item no.850 | 1 | each | 11687.1 |  |  | Excess(+) | 1 | Full Conversion | INR | [40 empty] | 11687 | 11687 | INR Eleven Thousand Six Hundred & Eighty Seven Only | 9.49 | With common burnt clay F.P.S. (non modular) bricks of class designation 7.5 | item no.850 | 1 | each
9.5 | Inside size 120x90 cm and 90 cm deep including C.I. cover with frame (medium duty) 500 mm internal diameter, total weight of cover and frame to be not less than 116 kg (weight of cover 58 kg and weight of frame 58 kg) : | item no.851 | [52 empty] | 9.5 | Inside size 120x90 cm and 90 cm deep including C.I. cover with frame (medium duty) 500 mm internal diameter, total weight of cover and frame to be not less than 116 kg (weight of cover 58 kg and weight of frame 58 kg) : | item no.851
9.51 | With common burnt clay F.P.S. (non modular) bricks of class designation 7.5 | item no.852 | 1 | each | 24405.9 |  |  | Excess(+) | 1 | Full Conversion | INR | [40 empty] | 24406 | 24406 | INR Twenty Four Thousand Four Hundred & Six Only | 9.51 | With common burnt clay F.P.S. (non modular) bricks of class designation 7.5 | item no.852 | 1 | each
9.52 | Extra for depth for manholes : | item no.853 | [52 empty] | 9.52 | Extra for depth for manholes : | item no.853
9.53 | Size 90x80 cm | item no.854 | [52 empty] | 9.53 | Size 90x80 cm | item no.854
9.54 | With common burnt clay F.P.S. (non modular) bricks of class designation 7.5 | item no.855 | 2 | metre | 8127.45 |  |  | Excess(+) | 1 | Full Conversion | INR | [40 empty] | 16255 | 16255 | INR Sixteen Thousand Two Hundred & Fifty Five Only | 9.54 | With common burnt clay F.P.S. (non modular) bricks of class designation 7.5 | item no.855 | 2 | metre
9.55 | Size 120x90 cm | item no.856 | [52 empty] | 9.55 | Size 120x90 cm | item no.856
9.56 | With common burnt clay F.P.S. (non modular) bricks of class designation 7.5 | item no.857 | 2 | metre | 9744.25 |  |  | Excess(+) | 1 | Full Conversion | INR | [40 empty] | 19489 | 19489 | INR Nineteen Thousand Four Hundred & Eighty Nine Only | 9.56 | With common burnt clay F.P.S. (non modular) bricks of class designation 7.5 | item no.857 | 2 | metre
9.57 | Extra depth for circular type manhole 1.22 m internal dia (at bottom) beyond 1.68 m to 2.29 m : | item no.858 | [52 empty] | 9.57 | Extra depth for circular type manhole 1.22 m internal dia (at bottom) beyond 1.68 m to 2.29 m : | item no.858
9.58 | With common burnt clay F.P.S. (non modular) bricks of class designation 7.5 | item no.859 | 1 | metre | 9068.35 |  |  | Excess(+) | 1 | Full Conversion | INR | [40 empty] | 9068 | 9068 | INR Nine Thousand &Sixty Eight Only | 9.58 | With common burnt clay F.P.S. (non modular) bricks of class designation 7.5 | item no.859 | 1 | metre
9.59 | Making connection of drain or sewer line with existing manhole including breaking into and making good the walls, floors with cement concrete 1:2:4 mix (1 cement : 2 coarse sand : 4 graded stone aggregate 20 mm nominal size) cement plastered on both sides with cement mortar 1:3 (1 cement : 3 coarse sand), finished with a floating coat of neat cement and making necessary channels for the drain etc. complete : | item no.860 | [52 empty] | 9.59 | Making connection of drain or sewer line with existing manhole including breaking into and making good the walls, floors with cement concrete 1:2:4 mix (1 cement : 2 coarse sand : 4 graded stone aggregate 20 mm nominal size) cement plastered on both sides with cement mortar 1:3 (1 cement : 3 coarse sand), finished with a floating coat of neat cement and making necessary channels for the drain etc. complete : | item no.860
9.6 | For pipes 100 to 250 mm diameter | item no.861 | 1 | each | 683.7 |  |  | Excess(+) | 1 | Full Conversion | INR | [40 empty] | 684 | 684 | INR Six Hundred & Eighty Four Only | 9.6 | For pipes 100 to 250 mm diameter | item no.861 | 1 | each
9.61 | For pipes 250 to 300 mm diameter | item no.862 | 1 | each | 785.9 |  |  | Excess(+) | 1 | Full Conversion | INR | [40 empty] | 786 | 786 | INR Seven Hundred & Eighty Six Only | 9.61 | For pipes 250 to 300 mm diameter | item no.862 | 1 | each
9.62 | Dismantling of manhole including R.C.C. top slab, C.I. cover with frame, including stacking of useful materials near the site and disposal of unserviceable materials within 50 m lead as per direction of Engineer-in-charge: | item no.863 | [52 empty] | 9.62 | Dismantling of manhole including R.C.C. top slab, C.I. cover with frame, including stacking of useful materials near the site and disposal of unserviceable materials within 50 m lead as per direction of Engineer-in-charge: | item no.863
9.63 | Rectangular manhole 90x80 cm and 45 cm deep | item no.864 | 5 | each | 2096.1 |  |  | Excess(+) | 1 | Full Conversion | INR | [40 empty] | 10481 | 10481 | INR Ten Thousand Four Hundred & Eighty One Only | 9.63 | Rectangular manhole 90x80 cm and 45 cm deep | item no.864 | 5 | each
9.64 | Rectangular manhole 120x90 cm and 90 cm deep | item no.865 | 5 | each | 3691.1 |  |  | Excess(+) | 1 | Full Conversion | INR | [40 empty] | 18456 | 18456 | INR Eighteen Thousand Four Hundred & Fifty Six Only | 9.64 | Rectangular manhole 120x90 cm and 90 cm deep | item no.865 | 5 | each
9.65 | Raising manhole cover and frame slab to required level including dismantling existing slab and making good the damage as required (Raising depth of manhole to be paid separately) : | item no.866 | [52 empty] | 9.65 | Raising manhole cover and frame slab to required level including dismantling existing slab and making good the damage as required (Raising depth of manhole to be paid separately) : | item no.866
9.66 | Rectangular manhole 90x80 cm with rectangular cover 600 x 450 mm of grade LD - 2.5 | item no.867 | 5 | each | 2723.65 |  |  | Excess(+) | 1 | Full Conversion | INR | [40 empty] | 13618 | 13618 | INR Thirteen Thousand Six Hundred & Eighteen Only | 9.66 | Rectangular manhole 90x80 cm with rectangular cover 600 x 450 mm of grade LD - 2.5 | item no.867 | 5 | each
9.67 | Rectangular manhole 120x90 cm with circular cover 500 mm dia of grade MD - 10 | item no.868 | 5 | each | 4290.35 |  |  | Excess(+) | 1 | Full Conversion | INR | [40 empty] | 21452 | 21452 | INR Twenty One Thousand Four Hundred & Fifty Two Only | 9.67 | Rectangular manhole 120x90 cm with circular cover 500 mm dia of grade MD - 10 | item no.868 | 5 | each
9.68 | Constructing brick masonry road gully chamber 50x45x60 cm with bricks in cement mortar 1:4 (1 cement : 4 coarse sand) including 500x450 mm pre-cast R.C.C. horizontal grating with frame complete as per standard design : | item no.869 | [52 empty] | 9.68 | Constructing brick masonry road gully chamber 50x45x60 cm with bricks in cement mortar 1:4 (1 cement : 4 coarse sand) including 500x450 mm pre-cast R.C.C. horizontal grating with frame complete as per standard design : | item no.869
9.69 | With common burnt clay F.P.S. (non modular) bricks of class designation 7.5 | item no.870 | 1 | each | 5589.45 |  |  | Excess(+) | 1 | Full Conversion | INR | [40 empty] | 5589 | 5589 | INR Five Thousand Five Hundred & Eighty Nine Only | 9.69 | With common burnt clay F.P.S. (non modular) bricks of class designation 7.5 | item no.870 | 1 | each
9.7 | Constructing brick masonry road gully chamber 45x45x77.5 cm with bricks in cement mortar 1:4 (1 cement : 4 coarse sand ) with precast R.C.C. vertical grating complete as per standard design : | item no.871 | [52 empty] | 9.7 | Constructing brick masonry road gully chamber 45x45x77.5 cm with bricks in cement mortar 1:4 (1 cement : 4 coarse sand ) with precast R.C.C. vertical grating complete as per standard design : | item no.871
9.71 | With common burnt clay F.P.S. (non modular) bricks of class designation 7.5 | item no.872 | 2 | each | 6258.2 |  |  | Excess(+) | 1 | Full Conversion | INR | [40 empty] | 12516 | 12516 | INR Twelve Thousand Five Hundred & Sixteen Only | 9.71 | With common burnt clay F.P.S. (non modular) bricks of class designation 7.5 | item no.872 | 2 | each
9.72 | ALUMINIUM WORK | item no.873 | [52 empty] | 9.72 | ALUMINIUM WORK | item no.873
9.73 | Providing and fixing aluminium work for doors, windows, ventilators and partitions with extruded built up standard tubular sections/ appropriate Z sections and other sections of approved make conforming to IS: 733 and IS: 1285, fixing with dash fasteners of required dia and size, including necessary filling up the gaps at junctions, i.e. at top, bottom and sides with required EPDM rubber/ neoprene gasket etc. Aluminium sections shall be smooth, rust free, straight, mitred and jointed mechanically wherever required including cleat angle, Aluminium snap beading for glazing / paneling, C.P. brass / stainless steel screws, all complete as per architectural drawings and the directions of Engineer-in-charge. (Glazing, paneling and dash fasteners to be paid for separately) : | item no.874 | [52 empty] | 9.73 | Providing and fixing aluminium work for doors, windows, ventilators and partitions with extruded built up standard tubular sections/ appropriate Z sections and other sections of approved make conforming to IS: 733 and IS: 1285, fixing with dash fasteners of required dia and size, including necessary filling up the gaps at junctions, i.e. at top, bottom and sides with required EPDM rubber/ neoprene gasket etc. Aluminium sections shall be smooth, rust free, straight, mitred and jointed mechanically wherever required including cleat angle, Aluminium snap beading for glazing / paneling, C.P. brass / stainless steel screws, all complete as per architectural drawings and the directions of Engineer-in-charge. (Glazing, paneling and dash fasteners to be paid for separately) : | item no.874
9.74 | For fixed portion | item no.875 | [52 empty] | 9.74 | For fixed portion | item no.875
9.75 | Anodised aluminium (anodised transparent or dyed to required shade according to IS: 1868, Minimum anodic coating of grade AC 15) | item no.876 | 150 | kg | 433.95 |  |  | Excess(+) | 1 | Full Conversion | INR | [40 empty] | 65093 | 65093 | INR Sixty Five Thousand &Ninety Three Only | 9.75 | Anodised aluminium (anodised transparent or dyed to required shade according to IS: 1868, Minimum anodic coating of grade AC 15) | item no.876 | 150 | kg
9.76 | Powder coated aluminium (minimum thickness of powder coating 50 micron) | item no.877 | 100 | kg | 466.3 |  |  | Excess(+) | 1 | Full Conversion | INR | [40 empty] | 46630 | 46630 | INR Forty Six Thousand Six Hundred & Thirty Only | 9.76 | Powder coated aluminium (minimum thickness of powder coating 50 micron) | item no.877 | 100 | kg
9.77 | Polyester powder coated aluminium (minimum thickness of polyester powder coating 50 micron) | item no.878 | 35 | kg | 474.7 |  |  | Excess(+) | 1 | Full Conversion | INR | [40 empty] | 16615 | 16615 | INR Sixteen Thousand Six Hundred & Fifteen Only | 9.77 | Polyester powder coated aluminium (minimum thickness of polyester powder coating 50 micron) | item no.878 | 35 | kg
9.78 | For shutters of doors, windows & ventilators including providing and fixing hinges/ pivots and making provision for fixing of fittings wherever required including the cost of EPDM rubber / neoprene gasket required (Fittings shall be paid for separately) | item no.879 | [52 empty] | 9.78 | For shutters of doors, windows & ventilators including providing and fixing hinges/ pivots and making provision for fixing of fittings wherever required including the cost of EPDM rubber / neoprene gasket required (Fittings shall be paid for separately) | item no.879
9.79 | Anodised aluminium (anodised transparent or dyed to required shade according to IS: 1868, Minimum anodic coating of grade AC 15) | item no.880 | 75 | kg | 531.8 |  |  | Excess(+) | 1 | Full Conversion | INR | [40 empty] | 39885 | 39885 | INR Thirty Nine Thousand Eight Hundred & Eighty Five Only | 9.79 | Anodised aluminium (anodised transparent or dyed to required shade according to IS: 1868, Minimum anodic coating of grade AC 15) | item no.880 | 75 | kg
9.8 | Powder coated aluminium (minimum thickness of powder coating 50 micron) | item no.881 | 50 | kg | 564.8 |  |  | Excess(+) | 1 | Full Conversion | INR | [40 empty] | 28240 | 28240 | INR Twenty Eight Thousand Two Hundred & Forty Only | 9.8 | Powder coated aluminium (minimum thickness of powder coating 50 micron) | item no.881 | 50 | kg
9.81 | Polyester powder coated aluminium (minimum thickness of polyester powder coating 50 micron) | item no.882 | 15 | kg | 573.4 |  |  | Excess(+) | 1 | Full Conversion | INR | [40 empty] | 8601 | 8601 | INR Eight Thousand Six Hundred & One Only | 9.81 | Polyester powder coated aluminium (minimum thickness of polyester powder coating 50 micron) | item no.882 | 15 | kg
9.82 | Providing and fixing 12 mm thick prelaminated particle board flat pressed three layer or graded wood particle board conforming to IS: 12823 Grade l Type ll, in panelling fixed in aluminum doors, windows shutters and partition frames with C.P. brass / stainless steel screws etc. complete as per architectural drawings and directions of engineer- in-charge. | item no.883 | [52 empty] | 9.82 | Providing and fixing 12 mm thick prelaminated particle board flat pressed three layer or graded wood particle board conforming to IS: 12823 Grade l Type ll, in panelling fixed in aluminum doors, windows shutters and partition frames with C.P. brass / stainless steel screws etc. complete as per architectural drawings and directions of engineer- in-charge. | item no.883
9.83 | Pre-laminated particle board with decorative lamination on one side and balancing lamination on other side | item no.884 | 25 | sqm | 965.1 |  |  | Excess(+) | 1 | Full Conversion | INR | [40 empty] | 24128 | 24128 | INR Twenty Four Thousand One Hundred & Twenty Eight Only | 9.83 | Pre-laminated particle board with decorative lamination on one side and balancing lamination on other side | item no.884 | 25 | sqm
9.84 | Pre-laminated particle board with decorative lamination on both sides | item no.885 | 35 | sqm | 951.05 |  |  | Excess(+) | 1 | Full Conversion | INR | [40 empty] | 33287 | 33287 | INR Thirty Three Thousand Two Hundred & Eighty Seven Only | 9.84 | Pre-laminated particle board with decorative lamination on both sides | item no.885 | 35 | sqm
9.85 | Providing and fixing glazing in aluminium door, window, ventilator shutters and partitions etc. with EPDM rubber / neoprene gasket etc. complete as per the architectural drawings and the directions of engineer-in-charge . (Cost of aluminium snap beading shall be paid in basic item): | item no.886 | [52 empty] | 9.85 | Providing and fixing glazing in aluminium door, window, ventilator shutters and partitions etc. with EPDM rubber / neoprene gasket etc. complete as per the architectural drawings and the directions of engineer-in-charge . (Cost of aluminium snap beading shall be paid in basic item): | item no.886
9.86 | With float glass panes of 5 mm thickness (weight not less than 12.50 kg/sqm) | item no.887 | 15 | sqm | 1325.55 |  |  | Excess(+) | 1 | Full Conversion | INR | [40 empty] | 19883 | 19883 | INR Nineteen Thousand Eight Hundred & Eighty Three Only | 9.86 | With float glass panes of 5 mm thickness (weight not less than 12.50 kg/sqm) | item no.887 | 15 | sqm
9.87 | With float glass panes of 8 mm thickness (weight not less than 20 kg/sqm) | item no.888 | 10 | sqm | 1496.15 |  |  | Excess(+) | 1 | Full Conversion | INR | [40 empty] | 14962 | 14962 | INR Fourteen Thousand Nine Hundred & Sixty Two Only | 9.87 | With float glass panes of 8 mm thickness (weight not less than 20 kg/sqm) | item no.888 | 10 | sqm
9.88 | Providing and fixing double action hydraulic floor spring of approved brand and manufacture conforming to IS : 6315, having brand logo embossed on the body / plate with double spring mechanism and door weight upto 125 kg, for doors, including cost of cutting floors, embedding in floors as required and making good the same matching to the existing floor finishing and cover plates with brass pivot and single piece M.S. sheet outer box with slide plate etc. complete as per the direction of Engineer-in-charge. | item no.889 | [52 empty] | 9.88 | Providing and fixing double action hydraulic floor spring of approved brand and manufacture conforming to IS : 6315, having brand logo embossed on the body / plate with double spring mechanism and door weight upto 125 kg, for doors, including cost of cutting floors, embedding in floors as required and making good the same matching to the existing floor finishing and cover plates with brass pivot and single piece M.S. sheet outer box with slide plate etc. complete as per the direction of Engineer-in-charge. | item no.889
9.89 | With stainless steel cover plate minimum 1.25 mm thickness | item no.890 | 4 | each | 2448.85 |  |  | Excess(+) | 1 | Full Conversion | INR | [40 empty] | 9795 | 9795 | INR Nine Thousand Seven Hundred & Ninety Five Only | 9.89 | With stainless steel cover plate minimum 1.25 mm thickness | item no.890 | 4 | each
9.9 | With brass cover plate minimum 1.25 mm thickness | item no.891 | 10 | each | 2609.4 |  |  | Excess(+) | 1 | Full Conversion | INR | [40 empty] | 26094 | 26094 | INR Twenty Six Thousand &Ninety Four Only | 9.9 | With brass cover plate minimum 1.25 mm thickness | item no.891 | 10 | each
9.91 | Providing and fixing powder coated aluminium work (minimum thickness of powder coating 50 micron) consisting of tee/ angle sections, of approved make conforming to IS : 733 in frames of false ceiling including aluminium angle cleats with necessary C.P. brass/ stainless steel sunk screws, aluminium perimeter angles fixed to wall with stainless steel rawl plugs @ 450 mm centre to centre and fixing the frame work to G.I. level adjusting hangers 6 mm dia. with necessary cadmium plated machine screws all complete as per approved architectural drawings and direction of the Engineer-in- charge (level adjusting hangers, ceiling cleats and expansion hold fasteners to be paid for separately). | item no.892 | 35 | kg | 674.6 |  |  | Excess(+) | 1 | Full Conversion | INR | [40 empty] | 23611 | 23611 | INR Twenty Three Thousand Six Hundred & Eleven Only | 9.91 | Providing and fixing powder coated aluminium work (minimum thickness of powder coating 50 micron) consisting of tee/ angle sections, of approved make conforming to IS : 733 in frames of false ceiling including aluminium angle cleats with necessary C.P. brass/ stainless steel sunk screws, aluminium perimeter angles fixed to wall with stainless steel rawl plugs @ 450 mm centre to centre and fixing the frame work to G.I. level adjusting hangers 6 mm dia. with necessary cadmium plated machine screws all complete as per approved architectural drawings and direction of the Engineer-in- charge (level adjusting hangers, ceiling cleats and expansion hold fasteners to be paid for separately). | item no.892 | 35 | kg
9.92 | Providing and fixing 6 mm dia. G.I. level adjusting hangers (upto 1200mm length), fixed to roof slabs by means of ceiling cleats made out of G.I. flat 40x3mm size 60 mm long and stainless steel expandable dash fastener of 12.5 mm dia and 50 mm long, complete as per direction of Engineer-in-charge. | item no.893 | 4 | each | 70.95 |  |  | Excess(+) | 1 | Full Conversion | INR | [40 empty] | 284 | 284 | INR Two Hundred & Eighty Four Only | 9.92 | Providing and fixing 6 mm dia. G.I. level adjusting hangers (upto 1200mm length), fixed to roof slabs by means of ceiling cleats made out of G.I. flat 40x3mm size 60 mm long and stainless steel expandable dash fastener of 12.5 mm dia and 50 mm long, complete as per direction of Engineer-in-charge. | item no.893 | 4 | each
9.93 | Providing and fixing machine moulded aluminium covering of approved pattern & design, made out of machine cut aluminium sheet and machine holed for receiving dash fastener, over expansion joints on vertical surfaces/ceiling floors, the fixing on plate in one row on one side of joint only shall be done with stainless steel dash fasteners of 8 mm dia and 75 mm long bolt including providing aluminium washers 2 mm thick & 15 mm dia , at a staggered pitch of 200mm centre to centre including drilling holes in the receiving surface and providing expandable plastic sleeves in holes etc. complete as per direction of Engineer-in-charge. | item no.894 | [52 empty] | 9.93 | Providing and fixing machine moulded aluminium covering of approved pattern & design, made out of machine cut aluminium sheet and machine holed for receiving dash fastener, over expansion joints on vertical surfaces/ceiling floors, the fixing on plate in one row on one side of joint only shall be done with stainless steel dash fasteners of 8 mm dia and 75 mm long bolt including providing aluminium washers 2 mm thick & 15 mm dia , at a staggered pitch of 200mm centre to centre including drilling holes in the receiving surface and providing expandable plastic sleeves in holes etc. complete as per direction of Engineer-in-charge. | item no.894
9.94 | Powder coated aluminium sheet 2.5mm thick (minimum thickness of powder coating 50 micron) | item no.895 | 25 | kg | 635.6 |  |  | Excess(+) | 1 | Full Conversion | INR | [40 empty] | 15890 | 15890 | INR Fifteen Thousand Eight Hundred & Ninety Only | 9.94 | Powder coated aluminium sheet 2.5mm thick (minimum thickness of powder coating 50 micron) | item no.895 | 25 | kg
9.95 | Filling the gap in between aluminium frame & adjacent RCC/ Brick/ Stone work by providing weather silicon sealant over backer rod of approved quality as per architectural drawings and direction of Engineer-in-charge complete. | item no.896 | [52 empty] | 9.95 | Filling the gap in between aluminium frame & adjacent RCC/ Brick/ Stone work by providing weather silicon sealant over backer rod of approved quality as per architectural drawings and direction of Engineer-in-charge complete. | item no.896
9.96 | Upto 5mm depth and 5 mm width | item no.897 | 35 | metre | 85.25 |  |  | Excess(+) | 1 | Full Conversion | INR | [40 empty] | 2984 | 2984 | INR Two Thousand Nine Hundred & Eighty Four Only | 9.96 | Upto 5mm depth and 5 mm width | item no.897 | 35 | metre
9.97 | Providing and fixing double glazed hermetically sealed glazing in aluminium windows, ventilators and partition etc. with 6 mm thick clear float glass both side, having 12 mm air gap, including providing EPDM gasket, perforated aluminium spacers, desiccants, sealant (Both primary and secondary sealant) etc. as per specifications, drawings and direction of Engineer-in-charge complete. | item no.898 | 10 | sqm | 4013.35 |  |  | Excess(+) | 1 | Full Conversion | INR | [40 empty] | 40134 | 40134 | INR Forty Thousand One Hundred & Thirty Four Only | 9.97 | Providing and fixing double glazed hermetically sealed glazing in aluminium windows, ventilators and partition etc. with 6 mm thick clear float glass both side, having 12 mm air gap, including providing EPDM gasket, perforated aluminium spacers, desiccants, sealant (Both primary and secondary sealant) etc. as per specifications, drawings and direction of Engineer-in-charge complete. | item no.898 | 10 | sqm
9.98 | Providing and fixing stainless steel (SS 304 grade) adjustable friction windows stays of approved quality with necessary stainless steel screws etc. to the side hung windows as per direction of Engineer- in-charge complete. | item no.899 | [52 empty] | 9.98 | Providing and fixing stainless steel (SS 304 grade) adjustable friction windows stays of approved quality with necessary stainless steel screws etc. to the side hung windows as per direction of Engineer- in-charge complete. | item no.899
9.99 | 255 X 19 mm | item no.900 | 6 | each | 329.2 |  |  | Excess(+) | 1 | Full Conversion | INR | [40 empty] | 1975 | 1975 | INR One Thousand Nine Hundred & Seventy Five Only | 9.99 | 255 X 19 mm | item no.900 | 6 | each
10 | 355 X 19 mm | item no.901 | 6 | each | 289.05 |  |  | Excess(+) | 1 | Full Conversion | INR | [40 empty] | 1734 | 1734 | INR One Thousand Seven Hundred & Thirty Four Only | 10 | 355 X 19 mm | item no.901 | 6 | each
10.01 | Providing and fixing aluminium tubular handle bar 32 mm outer dia, 3.0 mm thick & 2100 mm long with SS screws etc .complete as per direction of Engineer-in-Charge. | item no.902 | [52 empty] | 10.01 | Providing and fixing aluminium tubular handle bar 32 mm outer dia, 3.0 mm thick & 2100 mm long with SS screws etc .complete as per direction of Engineer-in-Charge. | item no.902
10.02 | Anodized (AC 15 ) aluminium tubular handle bar | item no.903 | 5 | each | 513.2 |  |  | Excess(+) | 1 | Full Conversion | INR | [40 empty] | 2566 | 2566 | INR Two Thousand Five Hundred & Sixty Six Only | 10.02 | Anodized (AC 15 ) aluminium tubular handle bar | item no.903 | 5 | each
10.03 | Providing and fixing Brass 100mm mortice latch and lock with 6 levers without pair of handles (best make of approved quality) for aluminium doors including necessary cutting and making good etc. complete. | item no.904 | 4 | each | 449.55 |  |  | Excess(+) | 1 | Full Conversion | INR | [40 empty] | 1798 | 1798 | INR One Thousand Seven Hundred & Ninety Eight Only | 10.03 | Providing and fixing Brass 100mm mortice latch and lock with 6 levers without pair of handles (best make of approved quality) for aluminium doors including necessary cutting and making good etc. complete. | item no.904 | 4 | each
10.04 | Providing and fixing aluminium casement windows fastener of required length for aluminium windows with necessary screws etc. complete. | item no.905 | [52 empty] | 10.04 | Providing and fixing aluminium casement windows fastener of required length for aluminium windows with necessary screws etc. complete. | item no.905
10.05 | Anodized (AC 15) aluminium | item no.906 | 10 | each | 73.55 |  |  | Excess(+) | 1 | Full Conversion | INR | [40 empty] | 736 | 736 | INR Seven Hundred & Thirty Six Only | 10.05 | Anodized (AC 15) aluminium | item no.906 | 10 | each
10.06 | Powder coated minimum thickness 50 micron aluminium | item no.907 | 10 | each | 79.75 |  |  | Excess(+) | 1 | Full Conversion | INR | [40 empty] | 798 | 798 | INR Seven Hundred & Ninety Eight Only | 10.06 | Powder coated minimum thickness 50 micron aluminium | item no.907 | 10 | each
10.07 | Providing and fixing aluminium round shape handle of outer dia 100 mm with SS screws etc. complete as per direction of Engineer-in- charge | item no.908 | [52 empty] | 10.07 | Providing and fixing aluminium round shape handle of outer dia 100 mm with SS screws etc. complete as per direction of Engineer-in- charge | item no.908
10.08 | Anodized (AC 15 ) aluminium | item no.909 | 7 | each | 88.75 |  |  | Excess(+) | 1 | Full Conversion | INR | [40 empty] | 621 | 621 | INR Six Hundred & Twenty One Only | 10.08 | Anodized (AC 15 ) aluminium | item no.909 | 7 | each
10.09 | Polyester powder coated minimum thickness 50 micron aluminium | item no.910 | 7 | each | 92.25 |  |  | Excess(+) | 1 | Full Conversion | INR | [40 empty] | 646 | 646 | INR Six Hundred & Forty Six Only | 10.09 | Polyester powder coated minimum thickness 50 micron aluminium | item no.910 | 7 | each
10.1 | Providing and fixing anodised aluminium grill (anodised transparent or dyed to required shade according to IS: 1868 with minimum anodic coating of grade AC 15) of approved design/pattern, with approved standard section and fixed to the existing window frame with C.P. brass/ stainless steel screws @ 200 mm centre to centre, including cutting the grill to proper opening size for fixing and operation of handles and fixing approved anodised aluminium standard section around the opening, all complete as per requirement and direction of Engineer-in-charge. (Only weight of grill to be measured for payment). | item no.911 | 7 | kg | 560.85 |  |  | Excess(+) | 1 | Full Conversion | INR | [40 empty] | 3926 | 3926 | INR Three Thousand Nine Hundred & Twenty Six Only | 10.1 | Providing and fixing anodised aluminium grill (anodised transparent or dyed to required shade according to IS: 1868 with minimum anodic coating of grade AC 15) of approved design/pattern, with approved standard section and fixed to the existing window frame with C.P. brass/ stainless steel screws @ 200 mm centre to centre, including cutting the grill to proper opening size for fixing and operation of handles and fixing approved anodised aluminium standard section around the opening, all complete as per requirement and direction of Engineer-in-charge. (Only weight of grill to be measured for payment). | item no.911 | 7 | kg
10.11 | Providing and fixing Brass 100mm mortice latch and lock with 6 levers without pair of handles (best make of approved quality) for aluminium doors including necessary cutting and making good etc. complete. | item no.912 | 3 | sqm | 4540.7 |  |  | Excess(+) | 1 | Full Conversion | INR | [40 empty] | 13622 | 13622 | INR Thirteen Thousand Six Hundred & Twenty Two Only | 10.11 | Providing and fixing Brass 100mm mortice latch and lock with 6 levers without pair of handles (best make of approved quality) for aluminium doors including necessary cutting and making good etc. complete. | item no.912 | 3 | sqm
10.12 | Filling the gap in between aluminium/ stone/ wood frame and adjacent RCC/Brick/ Stone/ wood/ Ceramic/ Gypsum work by providing weather/structural non sag elastomeric PU sealant over backer rod of approved quality as per architectural drawings and direction of Engineer-in-charge complete, complying to ASTM C920, DIN 18540- F & ISO 11600 | item no.913 | [52 empty] | 10.12 | Filling the gap in between aluminium/ stone/ wood frame and adjacent RCC/Brick/ Stone/ wood/ Ceramic/ Gypsum work by providing weather/structural non sag elastomeric PU sealant over backer rod of approved quality as per architectural drawings and direction of Engineer-in-charge complete, complying to ASTM C920, DIN 18540- F & ISO 11600 | item no.913
10.13 | Upto 5 mm depth and 5 mm width | item no.914 | 50 | metre | 130.2 |  |  | Excess(+) | 1 | Full Conversion | INR | [40 empty] | 6510 | 6510 | INR Six Thousand Five Hundred & Ten Only | 10.13 | Upto 5 mm depth and 5 mm width | item no.914 | 50 | metre
10.14 | Upto 10 mm depth and 10 mm width | item no.915 | 50 | metre | 177 |  |  | Excess(+) | 1 | Full Conversion | INR | [40 empty] | 8850 | 8850 | INR Eight Thousand Eight Hundred & Fifty Only | 10.14 | Upto 10 mm depth and 10 mm width | item no.915 | 50 | metre
10.15 | WATER PROOFING | item no.916 | [52 empty] | 10.15 | WATER PROOFING | item no.916
10.16 | Providing and laying water proofing treatment to vertical and horizontal surfaces of depressed portions of W.C., kitchen and the like consisting of: (i) Ist course of applying cement slurry @ 4.4 kg/sqm mixed with water proofing compound conforming to IS 2645 in recommended proportions including rounding off junction of vertical and horizontal surface. (ii) IInd course of 20 mm cement plaster 1:3 (1 cement : 3 coarse sand) mixed with water proofing compound in recommended proportion including rounding off junction of vertical and horizontal surface. (iii) IIIrd course of applying blown or residual bitumen applied hot at 1.7 kg. per sqm of area. (iv) IVth course of 400 micron thick PVC sheet. (Overlaps at joints of PVC sheet should be 100 mm wide and pasted to each other with bitumen @ 1.7 kg/sqm). | item no.917 | 50 | sqm | 774.25 |  |  | Excess(+) | 1 | Full Conversion | INR | [40 empty] | 38713 | 38713 | INR Thirty Eight Thousand Seven Hundred & Thirteen Only | 10.16 | Providing and laying water proofing treatment to vertical and horizontal surfaces of depressed portions of W.C., kitchen and the like consisting of: (i) Ist course of applying cement slurry @ 4.4 kg/sqm mixed with water proofing compound conforming to IS 2645 in recommended proportions including rounding off junction of vertical and horizontal surface. (ii) IInd course of 20 mm cement plaster 1:3 (1 cement : 3 coarse sand) mixed with water proofing compound in recommended proportion including rounding off junction of vertical and horizontal surface. (iii) IIIrd course of applying blown or residual bitumen applied hot at 1.7 kg. per sqm of area. (iv) IVth course of 400 micron thick PVC sheet. (Overlaps at joints of PVC sheet should be 100 mm wide and pasted to each other with bitumen @ 1.7 kg/sqm). | item no.917 | 50 | sqm
10.17 | Providing and laying water proofing treatment in sunken portion of WCs, bathroom etc., by applying cement slurry mixed with water proofing cement compound consisting of applying : (a) First layer of slurry of cement @ 0.488 kg/sqm mixed with water proofing cement compound @ 0.253 kg/ sqm. This layer will be allowed to air cure for 4 hours. (b) Second layer of slurry of cement @ 0.242 kg/sqm mixed with water proofing cement compound @ 0.126 kg/sqm. This layer will be allowed to air cure for 4 hours followed with water curing for 48 hours. The rate includes preparation of surface, treatment and sealing of all joints, corners, junctions of pipes and masonry with polymer mixed slurry. | item no.918 | 7 | sqm | 516.6 |  |  | Excess(+) | 1 | Full Conversion | INR | [40 empty] | 3616 | 3616 | INR Three Thousand Six Hundred & Sixteen Only | 10.17 | Providing and laying water proofing treatment in sunken portion of WCs, bathroom etc., by applying cement slurry mixed with water proofing cement compound consisting of applying : (a) First layer of slurry of cement @ 0.488 kg/sqm mixed with water proofing cement compound @ 0.253 kg/ sqm. This layer will be allowed to air cure for 4 hours. (b) Second layer of slurry of cement @ 0.242 kg/sqm mixed with water proofing cement compound @ 0.126 kg/sqm. This layer will be allowed to air cure for 4 hours followed with water curing for 48 hours. The rate includes preparation of surface, treatment and sealing of all joints, corners, junctions of pipes and masonry with polymer mixed slurry. | item no.918 | 7 | sqm
10.18 | Providing and laying integral cement based water proofing treatment including preparation of surface as required for treatment of roofs, balconies, terraces etc consisting of following operations: (a) Applying a slurry coat of neat cement using 2.75 kg/sqm of cement admixed with water proofing compound conforming to IS. 2645 and approved by Engineer-in-charge over the RCC slab including adjoining walls upto 300 mm height including cleaning the surface before treatment. (b) Laying brick bats with mortar using broken bricks/brick bats 25 mm to 115 mm size with 50% of cement mortar 1:5 (1 cement : 5 coarse sand) admixed with water proofing compound conforming to IS : 2645 and approved by Engineer- in-charge over 20 mm thick layer of cement mortar of mix 1:5 (1 cement :5 coarse sand ) admixed with water proofing compound conforming to IS : 2645 and approved by Engineer- in-charge to required slope and treating similarly the adjoining walls upto 300 mm height including rounding of junctions of walls and slabs. (c) After two days of proper curing applying a second coat of cement slurry using 2.75 kg/ sqm of cement admixed with water proofing compound conforming to IS : 2645 and approved by Engineer-in-charge. (d) Finishing the surface with 20 mm thick jointless cement mortar of mix 1:4 (1 cement :4 coarse sand) admixed with water proofing compound conforming to IS : 2645 and approved by Engineer-in-charge including laying glass fibre cloth of approved quality in top layer of plaster and finally finishing the surface with trowel with neat cement slurry and making pattern of 300x300 mm square 3 mm deep. (e) The whole terrace so finished shall be flooded with water for a minimum period of two weeks for curing and for final test. “All above operations to be done in order and as directed and specified by the Engineer-in-Charge : | item no.919 | [52 empty] | 10.18 | Providing and laying integral cement based water proofing treatment including preparation of surface as required for treatment of roofs, balconies, terraces etc consisting of following operations: (a) Applying a slurry coat of neat cement using 2.75 kg/sqm of cement admixed with water proofing compound conforming to IS. 2645 and approved by Engineer-in-charge over the RCC slab including adjoining walls upto 300 mm height including cleaning the surface before treatment. (b) Laying brick bats with mortar using broken bricks/brick bats 25 mm to 115 mm size with 50% of cement mortar 1:5 (1 cement : 5 coarse sand) admixed with water proofing compound conforming to IS : 2645 and approved by Engineer- in-charge over 20 mm thick layer of cement mortar of mix 1:5 (1 cement :5 coarse sand ) admixed with water proofing compound conforming to IS : 2645 and approved by Engineer- in-charge to required slope and treating similarly the adjoining walls upto 300 mm height including rounding of junctions of walls and slabs. (c) After two days of proper curing applying a second coat of cement slurry using 2.75 kg/ sqm of cement admixed with water proofing compound conforming to IS : 2645 and approved by Engineer-in-charge. (d) Finishing the surface with 20 mm thick jointless cement mortar of mix 1:4 (1 cement :4 coarse sand) admixed with water proofing compound conforming to IS : 2645 and approved by Engineer-in-charge including laying glass fibre cloth of approved quality in top layer of plaster and finally finishing the surface with trowel with neat cement slurry and making pattern of 300x300 mm square 3 mm deep. (e) The whole terrace so finished shall be flooded with water for a minimum period of two weeks for curing and for final test. “All above operations to be done in order and as directed and specified by the Engineer-in-Charge : | item no.919
10.19 | With average thickness of 120 mm and minimum thickness at khurra as 65 mm. | item no.920 | 25 | sqm | 1522.95 |  |  | Excess(+) | 1 | Full Conversion | INR | [40 empty] | 38074 | 38074 | INR Thirty Eight Thousand &Seventy Four Only | 10.19 | With average thickness of 120 mm and minimum thickness at khurra as 65 mm. | item no.920 | 25 | sqm
10.2 | Grading roof for water proofing treatment with | item no.921 | [52 empty] | 10.2 | Grading roof for water proofing treatment with | item no.921
10.21 | Cement concrete 1:2:4 (1 cement : 2 coarse sand : 4 graded stone aggregate 20mm nominal size) | item no.922 | 2 | cum | 7510.75 |  |  | Excess(+) | 1 | Full Conversion | INR | [40 empty] | 15022 | 15022 | INR Fifteen Thousand &Twenty Two Only | 10.21 | Cement concrete 1:2:4 (1 cement : 2 coarse sand : 4 graded stone aggregate 20mm nominal size) | item no.922 | 2 | cum
10.22 | Cement mortar 1:3 (1 cement : 3 coarse sand) | item no.923 | 1 | cum | 14275.75 |  |  | Excess(+) | 1 | Full Conversion | INR | [40 empty] | 14276 | 14276 | INR Fourteen Thousand Two Hundred & Seventy Six Only | 10.22 | Cement mortar 1:3 (1 cement : 3 coarse sand) | item no.923 | 1 | cum
10.23 | Providing and applying fibre reinforced elastomeric liquid water proofing membrane with resilient acrylic polymers having Sun Reflectivity Index (SRI) of 105 on top of concrete roof in three coats @10.76 litre/ 10 sqm. One coat of self-priming of elastomeric waterproofing liquid (dilution with water in the ratio of 3:1) and two coats of undiluted elastomeric waterproofing liquid (dry film thickness of complete application/system not less than 500 microns). The operation shall be carried out after scrapping and properly cleaning the surface to remove loose particles with wire brushes, complete in all respect as per the direction of Engineer-in-Charge. | item no.924 | 50 | sqm | 474.15 |  |  | Excess(+) | 1 | Full Conversion | INR | [40 empty] | 23708 | 23708 | INR Twenty Three Thousand Seven Hundred & Eight Only | 10.23 | Providing and applying fibre reinforced elastomeric liquid water proofing membrane with resilient acrylic polymers having Sun Reflectivity Index (SRI) of 105 on top of concrete roof in three coats @10.76 litre/ 10 sqm. One coat of self-priming of elastomeric waterproofing liquid (dilution with water in the ratio of 3:1) and two coats of undiluted elastomeric waterproofing liquid (dry film thickness of complete application/system not less than 500 microns). The operation shall be carried out after scrapping and properly cleaning the surface to remove loose particles with wire brushes, complete in all respect as per the direction of Engineer-in-Charge. | item no.924 | 50 | sqm
10.24 | STRUCTURAL GLAZING ALUMMINIUM COMPOSITE PANEL | item no.925 | [52 empty] | 10.24 | STRUCTURAL GLAZING ALUMMINIUM COMPOSITE PANEL | item no.925
10.25 | Designing, fabricating, testing, protection, installing and fixing in position semi (grid) unitized system of structural glazing (with open joints) for linear as well as curvilinear portions of the building for all heights and all levels, including: (a) Structural analysis & design and preparation of shop drawings for the specified design loads conforming to IS 875 part III (the system must passed the proof test at 1.5 times design wind pressure without any failure), including functional design of the aluminum sections for fixing glazing panels of various thicknesses, aluminium cleats, sleeves and splice plates etc. gaskets, screws, toggles, nuts, bolts, clamps etc., structural and weather silicone sealants, flashings, fire stop (barrier)- cum-smoke seals, microwave cured EPDM gaskets for water tightness, pressure equalisation & drainage and protection against fire hazard including: (b) Fabricating and supplying serrated M.S. hot dip galvanised / Aluminium alloy of 6005 T5 brackets of required sizes, sections and profiles etc. to accommodate 3 Dimentional movement for achieving perfect verticality and fixing structural glazing system rigidly to the RCC/ masonry/structural steel framework of building structure using stainless steel anchor fasteners/ bolts, nylon seperator to prevent bimetallic contacts with nuts and washers etc. of stainless steel grade 316, of the required capacity and in required numbers. (c) Providing and filling, two part pump filled, structural silicone sealant and one part weather silicone sealant compatible with the structural silicone sealant of required bite size in a clean and controlled factory / work shop environment, including double sided spacer tape, setting blocks and backer rod, all of approved grade, brand and manufacture, as per the approved sealant design, within and all around the perimeter for holding glass. (d) Providing and fixing in position flashings of solid aluminium sheet 1 mm thick and of sizes, shapes and profiles, as required as per the site conditions, to seal the gap between the building structure and all its interfaces with curtain glazing to make it watertight. (e) Making provision for drainage of moisture/ water that enters the curtain glazing system to make it watertight, by incorporating principles of pressure equalization, providing suitable gutter profiles at bottom (if required), making necessary holes of required sizes and of required numbers etc. complete. This item includes cost of all inputs of designing, labour for fabricating and installation of aluminium grid, installation of glazed units, T&P, scaffolding and other incidental charges including wastages etc., enabling temporary structures and services, cranes or cradles etc. as described above and as specified. The item includes the cost of getting all the structural and functional design including shop drawings checked by a structural designer, dully approved by Engineer-in-charge. The item also includes the cost of all mock ups at site, cost of all samples of the individual components for testing in an approved laboratory, field tests on the assembled working structural glazing as specified, cleaning and protection till the handing over of the building for occupation. In the end, the Contractor shall provide a water tight structural glazing having all the performance characteristics etc. all complete as required, as per the Architectural drawings, as per item description, as specified, as per the approved shop drawings and as directed by the Engineer- in-Charge. Note:- 1. The cost of providing extruded aluminium frames, shadow boxes, extruded aluminium section capping for fixing in the grooves of the curtain glazing and vermin proof stainless steel wire mesh shall be paid for separately under relevant items under this sub- head. However, for the purpose of payment, only the actual area of structural glazing (including width of grooves) on the external face shall be measured in sqm. up to two decimal places. Note:-2. The following performance test are to be conducted on structural glazing system if area of structural glazing exceeds 2500 Sqm from the certified laboratories accreditated by NABL(National Accreditation Board for Testing and Calibration Laboratories), Department of Science & Technologies, India. Cost of testing is payable separately. The NIT approving authority will decide the necessity of testing on the basis of cost of the work, cost of the test and importance of the work. Performance Testing of Structural glazing system Tests to be conducted in the NABL accredited lab or any other accreditation body which operates in accordance with ISO/ IEC 17011 and accredits labs as per ISO/IEC 17025 1. Performance Laboratory Test for Air Leakage Test (-50pa to - 300pa) & (+50pa to +300pa) as per ASTM E-283-04 testing method for a range of testing limit 1 to 200 mVhr 2. Static Water Penetration Test. (50pa to 1500pa) as per ASTME- 331-09 testing method for a range up to 2000 ml. 3. Dynamic Water Penetration (50pa to 1500pa) as per AAMA 501.01- 05 testing method for a range upto 2000 ml 4. Structural Performance Deflection and deformation by static air pressure test (1.5 times design wind pressure without any failure) as per ASTME-330-10 testing method for a range upto 50 mm 5. Seismic Movement Test (upto 30 mm) as per AAMA 501.4-09 testing method for Qualitative test, Tests to be conducted on site. 6. Onsite Test for Water Leakage for a pressure range 50 kpa to 240 kpa (35psi) upto 2000 ml | item no.926 | 3 | sqm | 3111.35 |  |  | Excess(+) | 1 | Full Conversion | INR | [40 empty] | 9334 | 9334 | INR Nine Thousand Three Hundred & Thirty Four Only | 10.25 | Designing, fabricating, testing, protection, installing and fixing in position semi (grid) unitized system of structural glazing (with open joints) for linear as well as curvilinear portions of the building for all heights and all levels, including: (a) Structural analysis & design and preparation of shop drawings for the specified design loads conforming to IS 875 part III (the system must passed the proof test at 1.5 times design wind pressure without any failure), including functional design of the aluminum sections for fixing glazing panels of various thicknesses, aluminium cleats, sleeves and splice plates etc. gaskets, screws, toggles, nuts, bolts, clamps etc., structural and weather silicone sealants, flashings, fire stop (barrier)- cum-smoke seals, microwave cured EPDM gaskets for water tightness, pressure equalisation & drainage and protection against fire hazard including: (b) Fabricating and supplying serrated M.S. hot dip galvanised / Aluminium alloy of 6005 T5 brackets of required sizes, sections and profiles etc. to accommodate 3 Dimentional movement for achieving perfect verticality and fixing structural glazing system rigidly to the RCC/ masonry/structural steel framework of building structure using stainless steel anchor fasteners/ bolts, nylon seperator to prevent bimetallic contacts with nuts and washers etc. of stainless steel grade 316, of the required capacity and in required numbers. (c) Providing and filling, two part pump filled, structural silicone sealant and one part weather silicone sealant compatible with the structural silicone sealant of required bite size in a clean and controlled factory / work shop environment, including double sided spacer tape, setting blocks and backer rod, all of approved grade, brand and manufacture, as per the approved sealant design, within and all around the perimeter for holding glass. (d) Providing and fixing in position flashings of solid aluminium sheet 1 mm thick and of sizes, shapes and profiles, as required as per the site conditions, to seal the gap between the building structure and all its interfaces with curtain glazing to make it watertight. (e) Making provision for drainage of moisture/ water that enters the curtain glazing system to make it watertight, by incorporating principles of pressure equalization, providing suitable gutter profiles at bottom (if required), making necessary holes of required sizes and of required numbers etc. complete. This item includes cost of all inputs of designing, labour for fabricating and installation of aluminium grid, installation of glazed units, T&P, scaffolding and other incidental charges including wastages etc., enabling temporary structures and services, cranes or cradles etc. as described above and as specified. The item includes the cost of getting all the structural and functional design including shop drawings checked by a structural designer, dully approved by Engineer-in-charge. The item also includes the cost of all mock ups at site, cost of all samples of the individual components for testing in an approved laboratory, field tests on the assembled working structural glazing as specified, cleaning and protection till the handing over of the building for occupation. In the end, the Contractor shall provide a water tight structural glazing having all the performance characteristics etc. all complete as required, as per the Architectural drawings, as per item description, as specified, as per the approved shop drawings and as directed by the Engineer- in-Charge. Note:- 1. The cost of providing extruded aluminium frames, shadow boxes, extruded aluminium section capping for fixing in the grooves of the curtain glazing and vermin proof stainless steel wire mesh shall be paid for separately under relevant items under this sub- head. However, for the purpose of payment, only the actual area of structural glazing (including width of grooves) on the external face shall be measured in sqm. up to two decimal places. Note:-2. The following performance test are to be conducted on structural glazing system if area of structural glazing exceeds 2500 Sqm from the certified laboratories accreditated by NABL(National Accreditation Board for Testing and Calibration Laboratories), Department of Science & Technologies, India. Cost of testing is payable separately. The NIT approving authority will decide the necessity of testing on the basis of cost of the work, cost of the test and importance of the work. Performance Testing of Structural glazing system Tests to be conducted in the NABL accredited lab or any other accreditation body which operates in accordance with ISO/ IEC 17011 and accredits labs as per ISO/IEC 17025 1. Performance Laboratory Test for Air Leakage Test (-50pa to - 300pa) & (+50pa to +300pa) as per ASTM E-283-04 testing method for a range of testing limit 1 to 200 mVhr 2. Static Water Penetration Test. (50pa to 1500pa) as per ASTME- 331-09 testing method for a range up to 2000 ml. 3. Dynamic Water Penetration (50pa to 1500pa) as per AAMA 501.01- 05 testing method for a range upto 2000 ml 4. Structural Performance Deflection and deformation by static air pressure test (1.5 times design wind pressure without any failure) as per ASTME-330-10 testing method for a range upto 50 mm 5. Seismic Movement Test (upto 30 mm) as per AAMA 501.4-09 testing method for Qualitative test, Tests to be conducted on site. 6. Onsite Test for Water Leakage for a pressure range 50 kpa to 240 kpa (35psi) upto 2000 ml | item no.926 | 3 | sqm
10.26 | Design supply & installation of suspended Spider Glazing system designed to withstand the wind pressure as per IS 875 (Part-III). The Suspended System held with Spider Fittings of SS-316 Grade Steel of approved manufacturer with glass panel having 12 mm thick clear toughened glass held together with SS- 316 Grade Stainless steel Spider & bolt assembly with laminated glass fins 21 mm thick. The Glass fins and glass panel assembly shall be connected to Slab/beams by means of SS- 316 Grade stainless steel brackets & Anchor bolts and at the bottom using SS channel of 50x25x2mm using fastener & anchor bolts, non staining weather sealants of approved make, Teflon/ nylon bushes and separators to prevent bi-metallic contacts, all complete to perform as per specification and approved drawings. The complete system to be designed to accommodate thermal expansion & seismic movements etc. The joints between glass panels (6 to 8 mm) and gaps at the perimeter & in U channel of the assembly to be filled with non staining weather sealant, so as to make the entire system fully water proof & dust proof. The rate shall include all design, Engineering and shop drawing including approval from structural designer, labour, T&P, scaffolding, other incidental charges including wastage, enabling temporary services all fitting fixers nut bolts, washer, Buffer plates, fastener, anchors, SS channel laminated glass etc. all complete. For the purpose of payment, actual elevation area of Glazing including thickness of joints and the portion of Glass panel inside the SS channel shall be measured. | item no.927 | 5 | sqm | 8230.05 |  |  | Excess(+) | 1 | Full Conversion | INR | [40 empty] | 41150 | 41150 | INR Forty One Thousand One Hundred & Fifty Only | 10.26 | Design supply & installation of suspended Spider Glazing system designed to withstand the wind pressure as per IS 875 (Part-III). The Suspended System held with Spider Fittings of SS-316 Grade Steel of approved manufacturer with glass panel having 12 mm thick clear toughened glass held together with SS- 316 Grade Stainless steel Spider & bolt assembly with laminated glass fins 21 mm thick. The Glass fins and glass panel assembly shall be connected to Slab/beams by means of SS- 316 Grade stainless steel brackets & Anchor bolts and at the bottom using SS channel of 50x25x2mm using fastener & anchor bolts, non staining weather sealants of approved make, Teflon/ nylon bushes and separators to prevent bi-metallic contacts, all complete to perform as per specification and approved drawings. The complete system to be designed to accommodate thermal expansion & seismic movements etc. The joints between glass panels (6 to 8 mm) and gaps at the perimeter & in U channel of the assembly to be filled with non staining weather sealant, so as to make the entire system fully water proof & dust proof. The rate shall include all design, Engineering and shop drawing including approval from structural designer, labour, T&P, scaffolding, other incidental charges including wastage, enabling temporary services all fitting fixers nut bolts, washer, Buffer plates, fastener, anchors, SS channel laminated glass etc. all complete. For the purpose of payment, actual elevation area of Glazing including thickness of joints and the portion of Glass panel inside the SS channel shall be measured. | item no.927 | 5 | sqm
10.27 | NEW TECHNOLOGIES AND MATERIALS | item no.928 | [52 empty] | 10.27 | NEW TECHNOLOGIES AND MATERIALS | item no.928
10.28 | Chipping of unsound/weak concrete material from slabs, beams, columns etc. with manual Chisel and/ or by standard power driven percussion type or of approved make including tapering of all edges, making square shoulders of cavities including cleaning the exposed concrete surface and reinforcement with wire brushes etc. and disposal of debris for all lead and lifts all complete as per direction of Engineer-In-Charge | item no.929 | [52 empty] | 10.28 | Chipping of unsound/weak concrete material from slabs, beams, columns etc. with manual Chisel and/ or by standard power driven percussion type or of approved make including tapering of all edges, making square shoulders of cavities including cleaning the exposed concrete surface and reinforcement with wire brushes etc. and disposal of debris for all lead and lifts all complete as per direction of Engineer-In-Charge | item no.929
10.29 | 75mm average thickness | item no.930 | 50 | sqm | 311.95 |  |  | Excess(+) | 1 | Full Conversion | INR | [40 empty] | 15598 | 15598 | INR Fifteen Thousand Five Hundred & Ninety Eight Only | 10.29 | 75mm average thickness | item no.930 | 50 | sqm
10.3 | 50mm average thickness | item no.931 | 15 | sqm | 211.55 |  |  | Excess(+) | 1 | Full Conversion | INR | [40 empty] | 3173 | 3173 | INR Three Thousand One Hundred & Seventy Three Only | 10.3 | 50mm average thickness | item no.931 | 15 | sqm
10.31 | Cleaning of reinforcement from rust from the reinforcing bars to give it a total rust free steel surface by using alkaline chemical rust remover of approved make with paint brush and removing loose particles after 24 hours of its application with wire brush and thoroughly washing with water and allowing it to dry, all complete as per direction of Engineer-In-Charge. | item no.932 | [52 empty] | 10.31 | Cleaning of reinforcement from rust from the reinforcing bars to give it a total rust free steel surface by using alkaline chemical rust remover of approved make with paint brush and removing loose particles after 24 hours of its application with wire brush and thoroughly washing with water and allowing it to dry, all complete as per direction of Engineer-In-Charge. | item no.932
10.32 | Bars upto 12 mm diameter | item no.933 | 100 | metre | 6.65 |  |  | Excess(+) | 1 | Full Conversion | INR | [40 empty] | 665 | 665 | INR Six Hundred & Sixty Five Only | 10.32 | Bars upto 12 mm diameter | item no.933 | 100 | metre
10.33 | Bars above 12 mm diameter | item no.934 | 35 | metre | 13.35 |  |  | Excess(+) | 1 | Full Conversion | INR | [40 empty] | 467 | 467 | INR Four Hundred & Sixty Seven Only | 10.33 | Bars above 12 mm diameter | item no.934 | 35 | metre
10.34 | Providing, mixing and applying bonding coat of approved adhesive on chipped portion of RCC as per specifications and direction of Engineer-In-charge complete in all respect. | item no.935 | [52 empty] | 10.34 | Providing, mixing and applying bonding coat of approved adhesive on chipped portion of RCC as per specifications and direction of Engineer-In-charge complete in all respect. | item no.935
10.35 | Epoxy bonding adhesive having coverage 2.20 sqm/kg of approved make | item no.936 | 15 | sqm | 390.45 |  |  | Excess(+) | 1 | Full Conversion | INR | [40 empty] | 5857 | 5857 | INR Five Thousand Eight Hundred & Fifty Seven Only | 10.35 | Epoxy bonding adhesive having coverage 2.20 sqm/kg of approved make | item no.936 | 15 | sqm
10.36 | Providing, mixing and applying SBR polymer (of approved make @ minimum 2% by wt. of cement used) modified plain/reinforced cement concrete for structural members having minimum characteristic compressive strength [with ordinary portland cement, coarse sand and graded stone aggregate of 10mm maximum size in proportion as per design criteria] with specified average thickness. | item no.937 | [52 empty] | 10.36 | Providing, mixing and applying SBR polymer (of approved make @ minimum 2% by wt. of cement used) modified plain/reinforced cement concrete for structural members having minimum characteristic compressive strength [with ordinary portland cement, coarse sand and graded stone aggregate of 10mm maximum size in proportion as per design criteria] with specified average thickness. | item no.937
10.37 | 50mm thick in Grade M 25 with cement content not less than 330 kg per cum | item no.938 | 20 | sqm | 567.25 |  |  | Excess(+) | 1 | Full Conversion | INR | [40 empty] | 11345 | 11345 | INR Eleven Thousand Three Hundred & Forty Five Only | 10.37 | 50mm thick in Grade M 25 with cement content not less than 330 kg per cum | item no.938 | 20 | sqm
10.38 | 75mm thick in Grade M 25 with cement content not less than 330 kg per cum | item no.939 | 20 | sqm | 850.85 |  |  | Excess(+) | 1 | Full Conversion | INR | [40 empty] | 17017 | 17017 | INR Seventeen Thousand &Seventeen Only | 10.38 | 75mm thick in Grade M 25 with cement content not less than 330 kg per cum | item no.939 | 20 | sqm
10.39 | Providing, erecting, maintaining and removing temporary protective screens made out of specified fabric with all necessary fixing arrangement to ensure that it remains in position for the work duration as required by the Engineer-in-charge. | item no.940 | [52 empty] | 10.39 | Providing, erecting, maintaining and removing temporary protective screens made out of specified fabric with all necessary fixing arrangement to ensure that it remains in position for the work duration as required by the Engineer-in-charge. | item no.940
10.4 | Wooven PVC cloth | item no.941 | 100 | sqm | 45.7 |  |  | Excess(+) | 1 | Full Conversion | INR | [40 empty] | 4570 | 4570 | INR Four Thousand Five Hundred & Seventy Only | 10.4 | Wooven PVC cloth | item no.941 | 100 | sqm
10.41 | Providing and fixing hard drawn steel wire fabric of size 75 x25 mm mesh or other suitable size wire mesh to be fixed & firmly anchored to the concrete surface by means of "L" shaped mild steel shear key welded with existing reinforcement including the cost of materials, labour, tool & plants as approved by Engineer-in-charge. | item no.942 | 35 | sqm | 820.8 |  |  | Excess(+) | 1 | Full Conversion | INR | [40 empty] | 28728 | 28728 | INR Twenty Eight Thousand Seven Hundred & Twenty Eight Only | 10.41 | Providing and fixing hard drawn steel wire fabric of size 75 x25 mm mesh or other suitable size wire mesh to be fixed & firmly anchored to the concrete surface by means of "L" shaped mild steel shear key welded with existing reinforcement including the cost of materials, labour, tool & plants as approved by Engineer-in-charge. | item no.942 | 35 | sqm
10.42 | MINOR CIVIL MAINTENANCE WORK: | item no.943 | [52 empty] | 10.42 | MINOR CIVIL MAINTENANCE WORK: | item no.943
10.43 | "P/F C.P brass towel rod complete with two C.P.brass brackets fixed to wooden cleats with C.P. brass screws of approved quality size of 600 x 20 mm. | item no.944 | 3 | Each | 521.8 |  |  | Excess(+) | 1 | Full Conversion | INR | [40 empty] | 1565 | 1565 | INR One Thousand Five Hundred & Sixty Five Only | 10.43 | "P/F C.P brass towel rod complete with two C.P.brass brackets fixed to wooden cleats with C.P. brass screws of approved quality size of 600 x 20 mm. | item no.944 | 3 | Each
10.44 | "Providing and fixing C.P. grating with or without hole for waste pipe for floor/ nahani trap 100 mm dia. weight not less than 100 grams. | item no.945 | 7 | Each | 66.9 |  |  | Excess(+) | 1 | Full Conversion | INR | [40 empty] | 468 | 468 | INR Four Hundred & Sixty Eight Only | 10.44 | "Providing and fixing C.P. grating with or without hole for waste pipe for floor/ nahani trap 100 mm dia. weight not less than 100 grams. | item no.945 | 7 | Each
10.45 | "Cutting rubbing and polishing of old mosaic flooring of dado for rubbing and removal of rubbish i/c one coat of cement slurry for final rubbing and polishing. | item no.946 | 50 | Sqm | 75.6 |  |  | Excess(+) | 1 | Full Conversion | INR | [40 empty] | 3780 | 3780 | INR Three Thousand Seven Hundred & Eighty Only | 10.45 | "Cutting rubbing and polishing of old mosaic flooring of dado for rubbing and removal of rubbish i/c one coat of cement slurry for final rubbing and polishing. | item no.946 | 50 | Sqm
10.46 | "Providing and fixing C.P flange for C.P bib cock/C.P angle stop cock. | item no.947 | 5 | Each | 33.45 |  |  | Excess(+) | 1 | Full Conversion | INR | [40 empty] | 167 | 167 | INR One Hundred & Sixty Seven Only | 10.46 | "Providing and fixing C.P flange for C.P bib cock/C.P angle stop cock. | item no.947 | 5 | Each
10.47 | "Providing and fixing C.P Brass shower rose 15 mm or 20 mm inlet with shower arm (a) 75 mm dia fancy type. | item no.948 | 5 | Each | 575.31 |  |  | Excess(+) | 1 | Full Conversion | INR | [40 empty] | 2877 | 2877 | INR Two Thousand Eight Hundred & Seventy Seven Only | 10.47 | "Providing and fixing C.P Brass shower rose 15 mm or 20 mm inlet with shower arm (a) 75 mm dia fancy type. | item no.948 | 5 | Each
10.48 | "Providing and fixing white vitreous china oval type wash basin of size 550 x 480 with 15mm C.P brass pillar tap, 32mm C.P brass waste of standard pattern. | item no.949 | 2 | Each | 3936.37 |  |  | Excess(+) | 1 | Full Conversion | INR | [40 empty] | 7873 | 7873 | INR Seven Thousand Eight Hundred & Seventy Three Only | 10.48 | "Providing and fixing white vitreous china oval type wash basin of size 550 x 480 with 15mm C.P brass pillar tap, 32mm C.P brass waste of standard pattern. | item no.949 | 2 | Each
10.49 | Providing and fixing 15 mm nominal bore C.P. swan neck pillar cock of L&K or approved equivalent make. | item no.950 | 4 | Each | 1284 |  |  | Excess(+) | 1 | Full Conversion | INR | [40 empty] | 5136 | 5136 | INR Five Thousand One Hundred & Thirty Six Only | 10.49 | Providing and fixing 15 mm nominal bore C.P. swan neck pillar cock of L&K or approved equivalent make. | item no.950 | 4 | Each
10.5 | "Providing & Fixing Glass body liquid soap dispenser, Make : Jaquar cat no. ACN-CHR-1135N or approved equivalent make etc. with simple push lever fitted with liquid soap (one time) including cutting and making good the walls, wherever required. " | item no.951 | 20 | Each | 1039 |  |  | Excess(+) | 1 | Full Conversion | INR | [40 empty] | 20780 | 20780 | INR Twenty Thousand Seven Hundred & Eighty Only | 10.5 | "Providing & Fixing Glass body liquid soap dispenser, Make : Jaquar cat no. ACN-CHR-1135N or approved equivalent make etc. with simple push lever fitted with liquid soap (one time) including cutting and making good the walls, wherever required. " | item no.951 | 20 | Each
10.51 | Providing and Fixing white vitreous china flat back half stall urinal of size 580x 380 x 350 mm with fittings standard size, C.P. Brass domical waste 32 mm , C.P. Brass spreders 15 mm , C.P. Connection pipe with Brass union & clamp and C.P Brass Push Cock 15 mm including cutting & making good the wall. | item no.952 | 2 | Each | 6900 |  |  | Excess(+) | 1 | Full Conversion | INR | [40 empty] | 13800 | 13800 | INR Thirteen Thousand Eight Hundred Only | 10.51 | Providing and Fixing white vitreous china flat back half stall urinal of size 580x 380 x 350 mm with fittings standard size, C.P. Brass domical waste 32 mm , C.P. Brass spreders 15 mm , C.P. Connection pipe with Brass union & clamp and C.P Brass Push Cock 15 mm including cutting & making good the wall. | item no.952 | 2 | Each
10.52 | Providing and fixing vertical venition blinds vista make dust guard (classic/select)or equivalent. 100 mm wide on windows. | item no.953 | 25 | Sqm | 2284 |  |  | Excess(+) | 1 | Full Conversion | INR | [40 empty] | 57100 | 57100 | INR Fifty Seven Thousand One Hundred Only | 10.52 | Providing and fixing vertical venition blinds vista make dust guard (classic/select)or equivalent. 100 mm wide on windows. | item no.953 | 25 | Sqm
10.53 | "Providing and laying in position cement concrete of specified grade excluding the cost of centering and shuttering - All work up to plinth level. 1:5:10 (1 cement : 5 fine sand : 10 graded Brick aggregate 40 mm nominal size). " | item no.954 | 7 | cum | 5636.4 |  |  | Excess(+) | 1 | Full Conversion | INR | [40 empty] | 39455 | 39455 | INR Thirty Nine Thousand Four Hundred & Fifty Five Only | 10.53 | "Providing and laying in position cement concrete of specified grade excluding the cost of centering and shuttering - All work up to plinth level. 1:5:10 (1 cement : 5 fine sand : 10 graded Brick aggregate 40 mm nominal size). " | item no.954 | 7 | cum
10.54 | "Providing and laying in position cement concrete of specified grade excluding the cost of centering and shuttering - All work up to plinth level : with Old available Brick Aggregate 1:5:10 (1 cement : 5 fine sand : 10 graded Brick aggregate 40 mm nominal size). " | item no.955 | 7 | cum | 4493.25 |  |  | Excess(+) | 1 | Full Conversion | INR | [40 empty] | 31453 | 31453 | INR Thirty One Thousand Four Hundred & Fifty Three Only | 10.54 | "Providing and laying in position cement concrete of specified grade excluding the cost of centering and shuttering - All work up to plinth level : with Old available Brick Aggregate 1:5:10 (1 cement : 5 fine sand : 10 graded Brick aggregate 40 mm nominal size). " | item no.955 | 7 | cum
10.55 | P/F Homogeneous polyvinyl cloride sheet 1.5 mm thick in flooring and skirting approved pattern on a smooth and damp proof base using rubber base adhesive of approved quility and manufacturer like Dunlop S758, Fevicol SR 998 or equivalent including rolling with light wooden roller weight about 5 kg. All complete as directed by Engineer-in-charge in approved colour & shade. | item no.956 | 150 | Sqm | 655.6 |  |  | Excess(+) | 1 | Full Conversion | INR | [40 empty] | 98340 | 98340 | INR Ninety Eight Thousand Three Hundred & Forty Only | 10.55 | P/F Homogeneous polyvinyl cloride sheet 1.5 mm thick in flooring and skirting approved pattern on a smooth and damp proof base using rubber base adhesive of approved quility and manufacturer like Dunlop S758, Fevicol SR 998 or equivalent including rolling with light wooden roller weight about 5 kg. All complete as directed by Engineer-in-charge in approved colour & shade. | item no.956 | 150 | Sqm
10.56 | Providing and fixing CP health faucet Corsa brand or Equivalent (hand shower) for European type WC/ IWC of standard make fixed on existing angle valve etc. Complete. | item no.957 | 7 | Each | 970.35 |  |  | Excess(+) | 1 | Full Conversion | INR | [40 empty] | 6792 | 6792 | INR Six Thousand Seven Hundred & Ninety Two Only | 10.56 | Providing and fixing CP health faucet Corsa brand or Equivalent (hand shower) for European type WC/ IWC of standard make fixed on existing angle valve etc. Complete. | item no.957 | 7 | Each
10.57 | Providing and fixing of S.S (steel grade 304) sliding door bolt satin S.S. finish of kich make or approved equivalent including the cost of screws and other incidental charges as per the approved sample complete. 250x16mm. | item no.958 | 4 | Each | 2520 |  |  | Excess(+) | 1 | Full Conversion | INR | [40 empty] | 10080 | 10080 | INR Ten Thousand &Eighty Only | 10.57 | Providing and fixing of S.S (steel grade 304) sliding door bolt satin S.S. finish of kich make or approved equivalent including the cost of screws and other incidental charges as per the approved sample complete. 250x16mm. | item no.958 | 4 | Each
10.58 | Providing and fixing Stailess steel grade 316 Door stopper of Kich make or approved equivalent, including the cost of screw and other incidental charges complete. | item no.959 | 4 | Each | 847.5 |  |  | Excess(+) | 1 | Full Conversion | INR | [40 empty] | 3390 | 3390 | INR Three Thousand Three Hundred & Ninety Only | 10.58 | Providing and fixing Stailess steel grade 316 Door stopper of Kich make or approved equivalent, including the cost of screw and other incidental charges complete. | item no.959 | 4 | Each
10.59 | Providing and fixing Stailess steel grade 316 Door Lock of Kich make or approved equivalent, including the cost of screw and other incidental charges complete. | item no.960 | 4 | Each | 4321.96 |  |  | Excess(+) | 1 | Full Conversion | INR | [40 empty] | 17288 | 17288 | INR Seventeen Thousand Two Hundred & Eighty Eight Only | 10.59 | Providing and fixing Stailess steel grade 316 Door Lock of Kich make or approved equivalent, including the cost of screw and other incidental charges complete. | item no.960 | 4 | Each
10.6 | Providing and fixing Stailess steel Tower bolt of Kich/ Golden make or equivalent, including the cost of screws etc. complete all as per direction of Engineer-in-charge. 250x10 mm. " | item no.961 | 4 | Each | 1155.2 |  |  | Excess(+) | 1 | Full Conversion | INR | [40 empty] | 4621 | 4621 | INR Four Thousand Six Hundred & Twenty One Only | 10.6 | Providing and fixing Stailess steel Tower bolt of Kich/ Golden make or equivalent, including the cost of screws etc. complete all as per direction of Engineer-in-charge. 250x10 mm. " | item no.961 | 4 | Each
10.61 | P/F on wall face un plasticized PVC pipe incl. Jointing with seal ring single socketed pipe 160mm dia. | item no.962 | 15 | Rm | 1545.15 |  |  | Excess(+) | 1 | Full Conversion | INR | [40 empty] | 23177 | 23177 | INR Twenty Three Thousand One Hundred & Seventy Seven Only | 10.61 | P/F on wall face un plasticized PVC pipe incl. Jointing with seal ring single socketed pipe 160mm dia. | item no.962 | 15 | Rm
10.62 | P/F on wall face un plasticized PVC molded fittings for un plasticized PVC pipe incl. Jointing with seal ring. Bend 160mm dia. | item no.963 | 4 | Each | 568 |  |  | Excess(+) | 1 | Full Conversion | INR | [40 empty] | 2272 | 2272 | INR Two Thousand Two Hundred & Seventy Two Only | 10.62 | P/F on wall face un plasticized PVC molded fittings for un plasticized PVC pipe incl. Jointing with seal ring. Bend 160mm dia. | item no.963 | 4 | Each
10.63 | Providing and fixing Sun control coloured solar film of GARWARE make on glass panes etc. Complete. | item no.964 | 15 | Sqm | 862.3 |  |  | Excess(+) | 1 | Full Conversion | INR | [40 empty] | 12935 | 12935 | INR Twelve Thousand Nine Hundred & Thirty Five Only | 10.63 | Providing and fixing Sun control coloured solar film of GARWARE make on glass panes etc. Complete. | item no.964 | 15 | Sqm
10.64 | P/F plastic body PVC finish fully automatic """"NO TOUCH""""hand drier suitable to operate on 220 volts, single phase 50 Hz A.C power supply and directly plugged to power point size of 240mm * 235 mm 195mm, heater wattage 1800 wtih heater wattage 1800 with fixing on wall complete. | item no.965 | 3 | Each | 7938 |  |  | Excess(+) | 1 | Full Conversion | INR | [40 empty] | 23814 | 23814 | INR Twenty Three Thousand Eight Hundred & Fourteen Only | 10.64 | P/F plastic body PVC finish fully automatic """"NO TOUCH""""hand drier suitable to operate on 220 volts, single phase 50 Hz A.C power supply and directly plugged to power point size of 240mm * 235 mm 195mm, heater wattage 1800 wtih heater wattage 1800 with fixing on wall complete. | item no.965 | 3 | Each
10.65 | Replacement of Solerroid valve for uninal / wash basin auto flush includiing removal of old solenoid valve and servicing etc complete. | item no.966 | 4 | Each | 4463 |  |  | Excess(+) | 1 | Full Conversion | INR | [40 empty] | 17852 | 17852 | INR Seventeen Thousand Eight Hundred & Fifty Two Only | 10.65 | Replacement of Solerroid valve for uninal / wash basin auto flush includiing removal of old solenoid valve and servicing etc complete. | item no.966 | 4 | Each
10.66 | Repalcement of battery box of Sensor of Urinal/Washbasin Flush for auto flushing system. | item no.967 | 8 | Each | 562.1 |  |  | Excess(+) | 1 | Full Conversion | INR | [40 empty] | 4497 | 4497 | INR Four Thousand Four Hundred & Ninety Seven Only | 10.66 | Repalcement of battery box of Sensor of Urinal/Washbasin Flush for auto flushing system. | item no.967 | 8 | Each
10.67 | Replacement of wall concealed Metropole WC flush valve (push type) in existing connection point complete. | item no.968 | 4 | Each | 4193.6 |  |  | Excess(+) | 1 | Full Conversion | INR | [40 empty] | 16774 | 16774 | INR Sixteen Thousand Seven Hundred & Seventy Four Only | 10.67 | Replacement of wall concealed Metropole WC flush valve (push type) in existing connection point complete. | item no.968 | 4 | Each
10.68 | Providing and fixing CP. Brass Threeway Swanneck Piller Cock of standerd make (L & K or equivalent make) complete. | item no.969 | 9 | Each | 1284 |  |  | Excess(+) | 1 | Full Conversion | INR | [40 empty] | 11556 | 11556 | INR Eleven Thousand Five Hundred & Fifty Six Only | 10.68 | Providing and fixing CP. Brass Threeway Swanneck Piller Cock of standerd make (L & K or equivalent make) complete. | item no.969 | 9 | Each
10.69 | Providing and fixing CP Nozzle cock 15 mm dia of approved make. | item no.970 | 9 | Each | 923.2 |  |  | Excess(+) | 1 | Full Conversion | INR | [40 empty] | 8309 | 8309 | INR Eight Thousand Three Hundred & Nine Only | 10.69 | Providing and fixing CP Nozzle cock 15 mm dia of approved make. | item no.970 | 9 | Each
10.7 | Replacement of urinal flush valve by providing and fixing CP push valve in existing connection point with required finishing etc, complete. | item no.971 | 8 | Each | 2419.8 |  |  | Excess(+) | 1 | Full Conversion | INR | [40 empty] | 19358 | 19358 | INR Nineteen Thousand Three Hundred & Fifty Eight Only | 10.7 | Replacement of urinal flush valve by providing and fixing CP push valve in existing connection point with required finishing etc, complete. | item no.971 | 8 | Each
10.71 | Providing and Fixing C.P. waste 32mm dia for Basin/ Sink. | item no.972 | 15 | Each | 321.1 |  |  | Excess(+) | 1 | Full Conversion | INR | [40 empty] | 4817 | 4817 | INR Four Thousand Eight Hundred & Seventeen Only | 10.71 | Providing and Fixing C.P. waste 32mm dia for Basin/ Sink. | item no.972 | 15 | Each
10.72 | Removal of old PVC floor and proper scrapping, cleaning etc to prepare surface for reflooring as per direction incharge. | item no.973 | 100 | Sqm | 111.9 |  |  | Excess(+) | 1 | Full Conversion | INR | [40 empty] | 11190 | 11190 | INR Eleven Thousand One Hundred & Ninety Only | 10.72 | Removal of old PVC floor and proper scrapping, cleaning etc to prepare surface for reflooring as per direction incharge. | item no.973 | 100 | Sqm
10.73 | Replacement of battery and servicing of sensor of wash basin flush for battery operated auto flushing system (6volt battery). | item no.974 | 7 | Each | 1439.4 |  |  | Excess(+) | 1 | Full Conversion | INR | [40 empty] | 10076 | 10076 | INR Ten Thousand &Seventy Six Only | 10.73 | Replacement of battery and servicing of sensor of wash basin flush for battery operated auto flushing system (6volt battery). | item no.974 | 7 | Each
10.74 | Providing and fixing aluminium door seal 3 feet long with screw etc. | item no.975 | 20 | Each | 222.75 |  |  | Excess(+) | 1 | Full Conversion | INR | [40 empty] | 4455 | 4455 | INR Four Thousand Four Hundred & Fifty Five Only | 10.74 | Providing and fixing aluminium door seal 3 feet long with screw etc. | item no.975 | 20 | Each
10.75 | Repairing of Aluminium glass door with taking out, make alignment and setting of pivot / hinges etc complete. | item no.976 | 7 | Each | 550 |  |  | Excess(+) | 1 | Full Conversion | INR | [40 empty] | 3850 | 3850 | INR Three Thousand Eight Hundred & Fifty Only | 10.75 | Repairing of Aluminium glass door with taking out, make alignment and setting of pivot / hinges etc complete. | item no.976 | 7 | Each
10.76 | Providing and fixing 3 mm thick transparent Acrylic sheet , with suitable screws for Acrylic sheet in ceiling , walls etc. complete (frame work to be paid separately) 3 mm thick transparent Acrylic sheet | item no.977 | 25 | Sqm | 1983.05 |  |  | Excess(+) | 1 | Full Conversion | INR | [40 empty] | 49576 | 49576 | INR Forty Nine Thousand Five Hundred & Seventy Six Only | 10.76 | Providing and fixing 3 mm thick transparent Acrylic sheet , with suitable screws for Acrylic sheet in ceiling , walls etc. complete (frame work to be paid separately) 3 mm thick transparent Acrylic sheet | item no.977 | 25 | Sqm
10.77 | Replacement of Sensor circuit with plate for battery operated auto flush valve for uninal / wash basin. | item no.978 | 8 | Each | 6240.2 |  |  | Excess(+) | 1 | Full Conversion | INR | [40 empty] | 49922 | 49922 | INR Forty Nine Thousand Nine Hundred & Twenty Two Only | 10.77 | Replacement of Sensor circuit with plate for battery operated auto flush valve for uninal / wash basin. | item no.978 | 8 | Each
10.78 | Replacement of battery and servicing of batterry box for sensor of wash basin flush / urinal flush for battery operated auto flushing system (battery 4*1.5 v) | item no.979 | 20 | Each | 275.15 |  |  | Excess(+) | 1 | Full Conversion | INR | [40 empty] | 5503 | 5503 | INR Five Thousand Five Hundred & Three Only | 10.78 | Replacement of battery and servicing of batterry box for sensor of wash basin flush / urinal flush for battery operated auto flushing system (battery 4*1.5 v) | item no.979 | 20 | Each
10.79 | Servicing and repairing of sensor for urinal flushing system / wash basin tap for battery operated auto flushing system. | item no.980 | 20 | Each | 631.9 |  |  | Excess(+) | 1 | Full Conversion | INR | [40 empty] | 12638 | 12638 | INR Twelve Thousand Six Hundred & Thirty Eight Only | 10.79 | Servicing and repairing of sensor for urinal flushing system / wash basin tap for battery operated auto flushing system. | item no.980 | 20 | Each
10.8 | Servicing and repairing of Solenoid valve for urinal flushing system /wash basin tap for battery operated auto flushing system . | item no.981 | 20 | Each | 612.15 |  |  | Excess(+) | 1 | Full Conversion | INR | [40 empty] | 12243 | 12243 | INR Twelve Thousand Two Hundred & Forty Three Only | 10.8 | Servicing and repairing of Solenoid valve for urinal flushing system /wash basin tap for battery operated auto flushing system . | item no.981 | 20 | Each
10.81 | Servicing and repairing of PVC finish fully automatic """"NO TOUCH""""hand drier. | item no.982 | 10 | Each | 961 |  |  | Excess(+) | 1 | Full Conversion | INR | [40 empty] | 9610 | 9610 | INR Nine Thousand Six Hundred & Ten Only | 10.81 | Servicing and repairing of PVC finish fully automatic """"NO TOUCH""""hand drier. | item no.982 | 10 | Each
10.82 | Replacement of Automatic urinal flushing system with Solerroid valve, senser plate etc. all complete for battery operated valve. | item no.983 | 5 | Each | 9202.15 |  |  | Excess(+) | 1 | Full Conversion | INR | [40 empty] | 46011 | 46011 | INR Forty Six Thousand &Eleven Only | 10.82 | Replacement of Automatic urinal flushing system with Solerroid valve, senser plate etc. all complete for battery operated valve. | item no.983 | 5 | Each
10.83 | Replacement of Automatic No touch sensered water tap for wash basin with Solerroid valve, senser eye etc. all complete for battery operated tap. | item no.984 | 5 | Each | 11045.2 |  |  | Excess(+) | 1 | Full Conversion | INR | [40 empty] | 55226 | 55226 | INR Fifty Five Thousand Two Hundred & Twenty Six Only | 10.83 | Replacement of Automatic No touch sensered water tap for wash basin with Solerroid valve, senser eye etc. all complete for battery operated tap. | item no.984 | 5 | Each
10.84 | P/F homogeneous polyvinyl chloride sheet 2.00 mm thick in flooring and skirting in approved pattern on a smooth and damp proof base using rubber base adhesive of approved quality and manufacturer like Dunlop S-758 , Fevicol SR 998 or equivalent including rolling with light wooden roller weight about 5 kg. All complete as directed by Engineer -in -charge in approved color & shade. | item no.985 | 50 | Sqm | 721.4 |  |  | Excess(+) | 1 | Full Conversion | INR | [40 empty] | 36070 | 36070 | INR Thirty Six Thousand &Seventy Only | 10.84 | P/F homogeneous polyvinyl chloride sheet 2.00 mm thick in flooring and skirting in approved pattern on a smooth and damp proof base using rubber base adhesive of approved quality and manufacturer like Dunlop S-758 , Fevicol SR 998 or equivalent including rolling with light wooden roller weight about 5 kg. All complete as directed by Engineer -in -charge in approved color & shade. | item no.985 | 50 | Sqm
10.85 | Brick work with available common burnt clay F.P.S. (non modular) bricks of class designation 7.5 in foundation and plinth in: Cement mortar 1:6 (1 cement: 6 coarse sand) | item no.986 | 5 | cum | 3629 |  |  | Excess(+) | 1 | Full Conversion | INR | [40 empty] | 18145 | 18145 | INR Eighteen Thousand One Hundred & Forty Five Only | 10.85 | Brick work with available common burnt clay F.P.S. (non modular) bricks of class designation 7.5 in foundation and plinth in: Cement mortar 1:6 (1 cement: 6 coarse sand) | item no.986 | 5 | cum
10.86 | Providing and fixing 8 mm thick toughened glass of approved make & quality in PVC door/windows i/c carriage etc. complete as per direction of Engineer-in-charge. | item no.987 | 5 | sqm | 3007 |  |  | Excess(+) | 1 | Full Conversion | INR | [40 empty] | 15035 | 15035 | INR Fifteen Thousand &Thirty Five Only | 10.86 | Providing and fixing 8 mm thick toughened glass of approved make & quality in PVC door/windows i/c carriage etc. complete as per direction of Engineer-in-charge. | item no.987 | 5 | sqm
10.87 | Providing and fixing on wall face unplasticized Rigid PVC rain water pipes conforming to IS: 13592 Type A, including jointing with seal ring conforming to IS : 5382, leaving 10 mm gap for thermal expansion, (i) Single socketed pipes. 160 mm diameter | item no.988 | 20 | metre | 519.98 |  |  | Excess(+) | 1 | Full Conversion | INR | [40 empty] | 10400 | 10400 | INR Ten Thousand Four Hundred Only | 10.87 | Providing and fixing on wall face unplasticized Rigid PVC rain water pipes conforming to IS: 13592 Type A, including jointing with seal ring conforming to IS : 5382, leaving 10 mm gap for thermal expansion, (i) Single socketed pipes. 160 mm diameter | item no.988 | 20 | metre
10.88 | Providing and fixing on wall face unplasticized - PVC moulded fittings/ accessories for unplasticized Rigid PVC rain water pipes conforming to IS: 13592 Type A, including jointing with seal ring conforming to IS : 5382, leaving 10 mm gap for thermal expansion. Single Tee without door 160x160x160 mm | item no.989 | 5 | each | 588 |  |  | Excess(+) | 1 | Full Conversion | INR | [40 empty] | 2940 | 2940 | INR Two Thousand Nine Hundred & Forty Only | 10.88 | Providing and fixing on wall face unplasticized - PVC moulded fittings/ accessories for unplasticized Rigid PVC rain water pipes conforming to IS: 13592 Type A, including jointing with seal ring conforming to IS : 5382, leaving 10 mm gap for thermal expansion. Single Tee without door 160x160x160 mm | item no.989 | 5 | each
10.89 | Providing and fixing on wall face unplasticized - PVC moulded fittings/ accessories for unplasticized Rigid PVC rain water pipes conforming to IS: 13592 Type A, including jointing with seal ring conforming to IS : 5382, leaving 10 mm gap for thermal expansion. Shoe (Plain) 160 mm Shoe | item no.990 | 5 | each | 313 |  |  | Excess(+) | 1 | Full Conversion | INR | [40 empty] | 1565 | 1565 | INR One Thousand Five Hundred & Sixty Five Only | 10.89 | Providing and fixing on wall face unplasticized - PVC moulded fittings/ accessories for unplasticized Rigid PVC rain water pipes conforming to IS: 13592 Type A, including jointing with seal ring conforming to IS : 5382, leaving 10 mm gap for thermal expansion. Shoe (Plain) 160 mm Shoe | item no.990 | 5 | each
10.9 | Providing and fixing unplasticized -PVC pipe clips of approved design to unplasticized - PVC rainwater pipes by means pvc plugs, screwed with M.S. screws of required length, including drilling the wall etc. complete. | item no.991 | 7 | each | 107 |  |  | Excess(+) | 1 | Full Conversion | INR | [40 empty] | 749 | 749 | INR Seven Hundred & Forty Nine Only | 10.9 | Providing and fixing unplasticized -PVC pipe clips of approved design to unplasticized - PVC rainwater pipes by means pvc plugs, screwed with M.S. screws of required length, including drilling the wall etc. complete. | item no.991 | 7 | each
10.91 | Providing and fixing Sun control 100% blackout coloured solar film of GARWARE or approved equivalent make & quality complete as per direction of Engineer-in-charge. | item no.992 | 7 | sqm | 1206 |  |  | Excess(+) | 1 | Full Conversion | INR | [40 empty] | 8442 | 8442 | INR Eight Thousand Four Hundred & Forty Two Only | 10.91 | Providing and fixing Sun control 100% blackout coloured solar film of GARWARE or approved equivalent make & quality complete as per direction of Engineer-in-charge. | item no.992 | 7 | sqm
10.92 | Repairing of wall cracks with premixed ultra-high strength non-shrink cementitious CICO grout - V1/100 mixed with Smartcare repairmax 200 of asian paints in required proportion as per manufacturer specifications i/c making the crack/surface suitable for repairing with required T&P etc. complete in all respect as per the direction of Engineer -in- Charge. | item no.993 | 16 | metre | 281 |  |  | Excess(+) | 1 | Full Conversion | INR | [40 empty] | 4496 | 4496 | INR Four Thousand Four Hundred & Ninety Six Only | 10.92 | Repairing of wall cracks with premixed ultra-high strength non-shrink cementitious CICO grout - V1/100 mixed with Smartcare repairmax 200 of asian paints in required proportion as per manufacturer specifications i/c making the crack/surface suitable for repairing with required T&P etc. complete in all respect as per the direction of Engineer -in- Charge. | item no.993 | 16 | metre
10.93 | Providing & fixing Armstrong channelled woodwork G14/G28 perforated panels of width 128 mm, thickness of 15mm and length 2440 mm made of a high-density particle board substrate with a laminated facing as per manufacturer's available shade option & finish with a melamine balancing layer on the reverse side. The board shall have a special perforation pattern where the visible surface has a (Helmholtz fluted perforation of 2mm width and 14mm of visible panel. The back if the perforated panel shall have a sound absorbing nonwoven acoustic fleece. The panel shall be mounted on a special aluminium spine using clip and requisite arrangement as per manufacturer's specification and as per directions of the Engineer-in-charge complete. | item no.994 | 5 | sqm | 6757 |  |  | Excess(+) | 1 | Full Conversion | INR | [40 empty] | 33785 | 33785 | INR Thirty Three Thousand Seven Hundred & Eighty Five Only | 10.93 | Providing & fixing Armstrong channelled woodwork G14/G28 perforated panels of width 128 mm, thickness of 15mm and length 2440 mm made of a high-density particle board substrate with a laminated facing as per manufacturer's available shade option & finish with a melamine balancing layer on the reverse side. The board shall have a special perforation pattern where the visible surface has a (Helmholtz fluted perforation of 2mm width and 14mm of visible panel. The back if the perforated panel shall have a sound absorbing nonwoven acoustic fleece. The panel shall be mounted on a special aluminium spine using clip and requisite arrangement as per manufacturer's specification and as per directions of the Engineer-in-charge complete. | item no.994 | 5 | sqm
10.94 | Providing and Fixing EPDM/ neoprene rubber gasket approved equivalent make & quality in existing window glasses i/c removing the glass from the window and refixing the same with gasket etc. complete in all respect as per direction of Engineer- In-charge. | item no.995 | 50 | sqm | 114 |  |  | Excess(+) | 1 | Full Conversion | INR | [40 empty] | 5700 | 5700 | INR Five Thousand Seven Hundred Only | 10.94 | Providing and Fixing EPDM/ neoprene rubber gasket approved equivalent make & quality in existing window glasses i/c removing the glass from the window and refixing the same with gasket etc. complete in all respect as per direction of Engineer- In-charge. | item no.995 | 50 | sqm
10.95 | Providing and Fixing roller blinds Serene of VISTA or approved equivalent make & quality complete as per direction of Engineer- In-charge. | item no.996 | 10 | sqm | 3265 |  |  | Excess(+) | 1 | Full Conversion | INR | [40 empty] | 32650 | 32650 | INR Thirty Two Thousand Six Hundred & Fifty Only | 10.95 | Providing and Fixing roller blinds Serene of VISTA or approved equivalent make & quality complete as per direction of Engineer- In-charge. | item no.996 | 10 | sqm
10.96 | Providing and Fixing vertical venetian blinds VISTA make dustgaurd (classic/select) or approved equivalent make & quality complete as per direction of Engineer- In-charge. | item no.997 | 20 | sqm | 2609 |  |  | Excess(+) | 1 | Full Conversion | INR | [40 empty] | 52180 | 52180 | INR Fifty Two Thousand One Hundred & Eighty Only | 10.96 | Providing and Fixing vertical venetian blinds VISTA make dustgaurd (classic/select) or approved equivalent make & quality complete as per direction of Engineer- In-charge. | item no.997 | 20 | sqm
10.97 | Fixing of available aluminium partition, door/ window/vetilator including necessary filling up the gaps at junctions, C.P. brass / stainless steel screws, all complete as per directions of Engineer-in-charge. | item no.998 | 25 | sqm | 350 |  |  | Excess(+) | 1 | Full Conversion | INR | [40 empty] | 8750 | 8750 | INR Eight Thousand Seven Hundred & Fifty Only | 10.97 | Fixing of available aluminium partition, door/ window/vetilator including necessary filling up the gaps at junctions, C.P. brass / stainless steel screws, all complete as per directions of Engineer-in-charge. | item no.998 | 25 | sqm
10.98 | Providing kota stone strips of 50-100 mm width on the existing kota stone window sill with necessary adhesive i/c cutting the stone in required shape & size, sealing the joints with silicone sealent etc. complete . | item no.999 | 25 | metre | 227 |  |  | Excess(+) | 1 | Full Conversion | INR | [40 empty] | 5675 | 5675 | INR Five Thousand Six Hundred & Seventy Five Only | 10.98 | Providing kota stone strips of 50-100 mm width on the existing kota stone window sill with necessary adhesive i/c cutting the stone in required shape & size, sealing the joints with silicone sealent etc. complete . | item no.999 | 25 | metre
10.99 | Providing and fixing double action hydraulic floor spring of approved brand and manufacture conforming to IS: 6315, having brand logo embossed on the body / plate with double spring mechanism for frameless glass door make of Dorma modle no. BTS65 Floor spring. | item no.1000 | 3 | each | 14262 |  |  | Excess(+) | 1 | Full Conversion | INR | [40 empty] | 42786 | 42786 | INR Forty Two Thousand Seven Hundred & Eighty Six Only | 10.99 | Providing and fixing double action hydraulic floor spring of approved brand and manufacture conforming to IS: 6315, having brand logo embossed on the body / plate with double spring mechanism for frameless glass door make of Dorma modle no. BTS65 Floor spring. | item no.1000 | 3 | each
Total in Figures | [51 empty] | 8888648 | 8888648 | Eighty Eight Lakh Eighty Eight Thousand Six Hundred & Forty Eight Only
Quoted Rate in Figures |  |  |  | Select | [47 empty] | 0 | 0 | INR Zero Only
Quoted Rate in Words |  | INR Zero Only
Note on K221: gepadmin: 1. If you choose "Full Conversion" then Column BA (AMOUNT) and Column BB (TAXES) BOTH values will be convert based on selected Currency in (Column L). 2. If you choose "Partial Conversion" then Column BA (AMOUNT) only will be converted based on selected currency (Column L) and Column BB (TAXES) value (INR) will be added to the converted values.
Note on K288: gepadmin: 1. If you choose "Full Conversion" then Column BA (AMOUNT) and Column BB (TAXES) BOTH values will be convert based on selected Currency in (Column L). 2. If you choose "Partial Conversion" then Column BA (AMOUNT) only will be converted based on selected currency (Column L) and Column BB (TAXES) value (INR) will be added to the converted values.
Note on K15: gepadmin: 1. If you choose "Full Conversion" then Column BA (AMOUNT) and Column BB (TAXES) BOTH values will be convert based on selected Currency in (Column L). 2. If you choose "Partial Conversion" then Column BA (AMOUNT) only will be converted based on selected currency (Column L) and Column BB (TAXES) value (INR) will be added to the converted values.

## Macros
Please Enable Macros to View BoQ information