## BoQ1 (hidden)
Percentage BoQ
BoQ_Ver3.0 | Percentage | Normal | INR Only | INR
Select, At Par, Excess (+), Less (-) |  | IOCL
Tender Inviting Authority: Superintending Engineer,IWD,IIT Kanpur
Name of Work:Carrying out minor civil maintenance zonal work in Academic Area (Zone 3 & 4 ) 2024-2025.
Contract No: 53/Civil/D2/2024-25
Name of the Bidder/ Bidding Firm / Company :
PRICE SCHEDULE (This BOQ template must not be modified/replaced by the bidder and the same should be uploaded after filling the relevent columns, else the bidder is liable to be rejected for this tender. Bidders are allowed to enter the Bidder Name and Values only )
NUMBER # | TEXT # | TEXT # | NUMBER # | TEXT # | NUMBER | NUMBER | TEXT | TEXT # | NUMBER # | TEXT# | TEXT # | NUMBER # | NUMBER | NUMBER | NUMBER | NUMBER | TEXT | TEXT | NUMBER | NUMBER | NUMBER | NUMBER | TEXT | TEXT | NUMBER | NUMBER | NUMBER | NUMBER | TEXT | TEXT | NUMBER | NUMBER | NUMBER | NUMBER | TEXT | TEXT | NUMBER | NUMBER | NUMBER | NUMBER | TEXT | TEXT | NUMBER | NUMBER | NUMBER # | NUMBER # | TEXT | TEXT | NUMBER # | NUMBER # | DATE | NUMBER # | NUMBER # | TEXT #
Sl. No. | Item Description | Item Code / Make | Quantity | Units | Estimated Rate in Rs. P |  |  | Addition / Deduction | Addition / Deduction Values | Currency Convertion against each Item | Quoted Currency in INR / Other Currency | BASIC RATE In Figures To be entered by the Bidder Rs. P | Excise Duty | VAT | Freight Charges ( Unloading & Stacking) | Any Other Taxes/Duties/Levies |  |  | Other Taxes 2 | IIIrd Party i.e DGS&D / RITES etc Inspection Charges @0.34%+Service Tax | Less for Cenvat Credit,if any respect of Supplies Under full Excise Duty Category | [30 empty] | TOTAL AMOUNT Without Taxes in Rs. P | TOTAL AMOUNT With Taxes | TOTAL AMOUNT In Words
1 | 2 | 3 | 3 | 4 | 5 | 7 | 8 | 9 | 10 | 11 | 12 | 13 | 14 | 15 | 16 | 17 | 18 | 19 | 20 | 21 | 22 | 23 | 24 | 25 | 26 | 27 | 28 | 29 | 30 | 31 | 32 | 33 | 34 | 35 | 36 | 37 | 38 | 39 | 40 | 41 | 42 | 43 | 44 | 45 | 46 | 47 | 48 | 49 | 50 | 51 | 52 | 6 | 54 | 7
1 | Carriage of Materials | BI01010001010000000000000515BI0100001112 | [52 empty] | 1 | Construction of chamber for 100mm sluices valve | item1 | 10 | 1 Nos
1.01 | By Mechanical Transport including loading,unloading and stacking | BI01010001010000000000000515BI0100001113 | [52 empty] | 1.02 | Construction of chamber for 100mm sluice plates | item2 | 213 | Nos
1.02 | Earth Lead - 5 | BI01010001010000000000000515BI0100001114 | 10 | cum | 269.38 |  |  | Excess(+) | 1 | Full Conversion | INR | [40 empty] | #VALUE! | #VALUE! | #VALUE! | 2 | Construction of chamber for 100mm sluices valve | item3 | 10 | Nos
2 | EARTH WORK | BI01010001010000000000000515BI0100001115 | [52 empty] | 3 | Supplying, Conveying and fixing spls. Including ea | item4 | 10 | Nos
2.01 | Earth work in surface excavation not exceeding 30 cm in depth but exceeding 1.5 m in width as well as 10 sqm on plan including getting out and disposal of excavated earth upto 50 m and lif upto 1.5 m, as directed by Engineer-in- Charge: | BI01010001010000000000000515BI0100001116 | [52 empty] | 1.01 | Supplying, Conveying and fixing spls. Including eart | item1 | 123.223 | Nos
2.02 | All kinds of soil | BI01010001010000000000000515BI0100001117 | 250 | sqm | 107.07 |  |  | Excess(+) | 1 | Full Conversion | INR | [40 empty] | #VALUE! | #VALUE! | #VALUE! | 1.02 | Construction of chamber for 100mm sluice plates | item2 | 213 | Nos
2.03 | Earth work in excavation by mechanical means (Hydraulic excavator) / manual means in foundation trenches or drains (not exceeding 1.5 m in width or 10 sqm on plan), including dressing of sides and ramming of bottoms, for all lift, including getting out the excavated soil and disposal of surplus excavated soil as directed, within a lead of 50 m. | BI01010001010000000000000515BI0100001118 | [52 empty] | 2 | Construction of chamber for 100mm sluices valve | item3 | 10 | Nos
2.04 | All kinds of soil. | BI01010001010000000000000515BI0100001119 | 100 | cum | 214.64 |  |  | Excess(+) | 1 | Full Conversion | INR | [40 empty] | #VALUE! | #VALUE! | #VALUE! | 3 | Supplying, Conveying and fixing spls. Including ea | item4 | 10 | Nos
2.05 | Excavating trenches by mechinical / manual means of required width for pipes, cables, etc including excavation for sockets, and dressing of sides, ramming of bottoms, for all depth, including getting out the excavated soil, and then returning the soil as required, in layers not exceeding 20 cm in depth, including consolidating each deposited layer by ramming, watering, etc. and disposing of surplus excavated soil as directed, within a lead of 50 m: | BI01010001010000000000000515BI0100001120 | [52 empty] | 1.01 | Supplying, Conveying and fixing spls. Including eart | item1 | 123.223 | Nos
2.06 | All kinds of soil | BI01010001010000000000000515BI0100001121 | [52 empty] | 1.02 | Construction of chamber for 100mm sluice plates | item2 | 213 | Nos
2.07 | Pipes, cables etc, not exceeding 80 mm dia. | BI01010001010000000000000515BI0100001122 | 15 | metre | 177.78 |  |  | Excess(+) | 1 | Full Conversion | INR | [40 empty] | #VALUE! | #VALUE! | #VALUE! | 2 | Construction of chamber for 100mm sluices valve | item3 | 10 | Nos
2.08 | Pipes, cables etc. exceeding 80 mm dia. but not exceeding 300 mm dia | BI01010001010000000000000515BI0100001123 | 50 | metre | 290.38 |  |  | Excess(+) | 1 | Full Conversion | INR | [40 empty] | #VALUE! | #VALUE! | #VALUE! | 1.01 | Supplying, Conveying and fixing spls. Including eart | item1 | 123.223 | Nos
2.09 | Pipes, cables etc. exceeding 300 mm dia but not exceeding 600 mm | BI01010001010000000000000515BI0100001124 | 10 | metre | 453.32 |  |  | Excess(+) | 1 | Full Conversion | INR | [40 empty] | #VALUE! | #VALUE! | #VALUE! | 1.02 | Construction of chamber for 100mm sluice plates | item2 | 213 | Nos
2.1 | Filling available excavated earth (excluding rock) in trenches, plinth, sides of foundations etc. in layers not exceeding 20cm in depth, consolidating each deposited layer by ramming and watering, lead up to 50 and for all lif. | BI01010001010000000000000515BI0100001125 | 10 | cum | 161.62 |  |  | Excess(+) | 1 | Full Conversion | INR | [40 empty] | #VALUE! | #VALUE! | #VALUE! | 2 | Construction of chamber for 100mm sluices valve | item3 | 10 | Nos
2.11 | Supplying and filling in plinth with sand under floors, including watering, ramming, consolidating and dressing complete. | BI01010001010000000000000515BI0100001126 | 50 | cum | 1751.25 |  |  | Excess(+) | 1 | Full Conversion | INR | [40 empty] | #VALUE! | #VALUE! | #VALUE! | 1.01 | Supplying, Conveying and fixing spls. Including eart | item1 | 123.223 | Nos
2.12 | Surface dressing of the ground including removing vegetation and in- equalities not exceeding 15 cm deep and disposal of rubbish, lead up to 50 m and lift up to 1.5 m. | BI01010001010000000000000515BI0100001127 | [52 empty] | 1.02 | Construction of chamber for 100mm sluice plates | item2 | 213 | Nos
2.13 | All kinds of soil | BI01010001010000000000000515BI0100001128 | 500 | sqm | 28.16 |  |  | Excess(+) | 1 | Full Conversion | INR | [40 empty] | #VALUE! | #VALUE! | #VALUE! | 2 | Construction of chamber for 100mm sluices valve | item3 | 10 | Nos
2.14 | Excavating holes more than 0.10 cum & upto 0.5 cum including getting out the excavated soil, then returning the soil as required in layers not exceeding 20cm in depth, including consolidating each deposited layer by ramming, watering etc, disposing of surplus excavated soil, as directed within a lead of 50 m and lift upto 1.5 m. | BI01010001010000000000000515BI0100001129 | [52 empty] | 3 | Supplying, Conveying and fixing spls. Including ea | item4 | 10 | Nos
2.15 | All kinds of soil | BI01010001010000000000000515BI0100001130 | 10 | each | 67.98 |  |  | Excess(+) | 1 | Full Conversion | INR | [40 empty] | #VALUE! | #VALUE! | #VALUE! | 1.01 | Supplying, Conveying and fixing spls. Including eart | item1 | 123.223 | Nos
2.16 | Clearing jungle including uprooting of rank vegetation, grass, brush wood, trees and saplings of girth up to 30 cm measured at a height of 1 m above ground level and removal of rubbish up to a distance of 50 m outside the periphery of the area cleared. | BI01010001010000000000000515BI0100001131 | 200 | sqm | 14.51 |  |  | Excess(+) | 1 | Full Conversion | INR | [40 empty] | #VALUE! | #VALUE! | #VALUE! | 1.02 | Construction of chamber for 100mm sluice plates | item2 | 213 | Nos
2.17 | Clearing grass and removal of the rubbish up to a distance of 50 m outside the periphery of the area cleared. | BI01010001010000000000000515BI0100001132 | 100 | sqm | 7.38 |  |  | Excess(+) | 1 | Full Conversion | INR | [40 empty] | #VALUE! | #VALUE! | #VALUE! | 2 | Construction of chamber for 100mm sluices valve | item3 | 10 | Nos
3 | CEMENT CONCRETE (CAST IN SITU) | BI01010001010000000000000515BI0100001133 | [52 empty] | 3 | Supplying, Conveying and fixing spls. Including ea | item4 | 10 | Nos
3.01 | Providing and laying in position excluding cement concrete of level: specified grade the cost of centering and shuttering - All work up to plinth | BI01010001010000000000000515BI0100001134 | [52 empty] | 1.01 | Supplying, Conveying and fixing spls. Including eart | item1 | 123.223 | Nos
3.02 | 1:2:4 (1 cement : 2 coarse sand (zone-Ill) derived from natural sources : 4 graded stone aggregate 20 mm nominal size derived from natural sources) | BI01010001010000000000000515BI0100001135 | 5 | cum | 6496.66 |  |  | Excess(+) | 1 | Full Conversion | INR | [40 empty] | #VALUE! | #VALUE! | #VALUE! | 1.02 | Construction of chamber for 100mm sluice plates | item2 | 213 | Nos
3.03 | 1:4:8 (1 Cement : 4 coarse sand (zone-Ill) derived from natural sources: 8 graded stone aggregate 40 mm nominal size derived from natural sources) | BI01010001010000000000000515BI0100001136 | 10 | cum | 5617.21 |  |  | Excess(+) | 1 | Full Conversion | INR | [40 empty] | #VALUE! | #VALUE! | #VALUE! | 2 | Construction of chamber for 100mm sluices valve | item3 | 10 | Nos
3.04 | Providing and laying cement concrete in retaining walls, return walls, walls (any thickness) including attached pilasters, columns, piers, abutments, pillars, posts, struts, buttresses, string or lacing courses, parapets, coping, bed blocks, anchor blocks, plain window sills, fillets, sunken floor etc., up to floor five level, excluding the cost of centering, shuttering and finishing: | BI01010001010000000000000515BI0100001137 | [52 empty] | 1.01 | Supplying, Conveying and fixing spls. Including eart | item1 | 123.223 | Nos
3.05 | 1:1.5:3 (1 cement : 1.5 coarse sand (zone-Ill) derived from natural sources : 3 graded stone aggregate 20 mm nominal size derived from natural sources). | BI01010001010000000000000515BI0100001138 | 5 | cum | 8540.9 |  |  | Excess(+) | 1 | Full Conversion | INR | [40 empty] | #VALUE! | #VALUE! | #VALUE! | 1.02 | Construction of chamber for 100mm sluice plates | item2 | 213 | Nos
3.06 | Centering and shuttering including strutting, propping etc. and removal of form work for: | BI01010001010000000000000515BI0100001139 | [52 empty] | 2 | Construction of chamber for 100mm sluices valve | item3 | 10 | Nos
3.07 | Retaining walls, return walls, walls (any thickness) including attached pilasters, buttresses, plinth and string courses fillets, kerbs and steps etc. | BI01010001010000000000000515BI0100001140 | 25 | sqm | 694.73 |  |  | Excess(+) | 1 | Full Conversion | INR | [40 empty] | #VALUE! | #VALUE! | #VALUE! | 1.01 | Supplying, Conveying and fixing spls. Including eart | item1 | 123.223 | Nos
3.08 | Providing and fixing at or near ground level precast cement concrete in kerbs, edgings etc. as per approved pattern and setting in position with cement mortar 1:3 (1 Cement : 3 coarse sand), including the cost of required centering, shuttering complete. | BI01010001010000000000000515BI0100001141 | [52 empty] | 1.02 | Construction of chamber for 100mm sluice plates | item2 | 213 | Nos
3.09 | 1:1.5:3 (1 Cement: 1.5 coarse sand (zone-Ill) derived from natural sources: 3 graded stone aggregate 20 mm nominal size derived from natural sources). | BI01010001010000000000000515BI0100001142 | 10 | cum | 7196.21 |  |  | Excess(+) | 1 | Full Conversion | INR | [40 empty] | #VALUE! | #VALUE! | #VALUE! | 2 | Construction of chamber for 100mm sluices valve | item3 | 10 | Nos
3.1 | Providing and laying damp-proof course 40 mm thick with cement concrete 1:2:4 (1 cement: 2 coarse sand (zone-Ill) derived from natural sources : 4 graded stone aggregate 12.5 mm nominal size derived from natural sources) | BI01010001010000000000000515BI0100001143 | 25 | sqm | 338.78 |  |  | Excess(+) | 1 | Full Conversion | INR | [40 empty] | #VALUE! | #VALUE! | #VALUE! | 3 | Supplying, Conveying and fixing spls. Including ea | item4 | 10 | Nos
3.11 | Extra for providing and mixing water proofing material in cement concrete work in doses by weight of cement as per manufacturer's specification. | BI01010001010000000000000515BI0100001144 | 50 | per bag of 50kg cement used | 14.96 |  |  | Excess(+) | 1 | Full Conversion | INR | [40 empty] | #VALUE! | #VALUE! | #VALUE! | 1.01 | Supplying, Conveying and fixing spls. Including eart | item1 | 123.223 | Nos
3.12 | Providing & applying a coat of residual petroleum bitumen of grade of VG-10 of approved quality using 1.7 kg per square metre on damp proof course after cleaning the surface with brushes and finally with a piece of cloth lightly soaked in kerosene oil. | BI01010001010000000000000515BI0100001145 | 25 | sqm | 120.51 |  |  | Excess(+) | 1 | Full Conversion | INR | [40 empty] | #VALUE! | #VALUE! | #VALUE! | 1.02 | Construction of chamber for 100mm sluice plates | item2 | 213 | Nos
3.13 | Making plinth protection 50 mm thick of cement concrete 1:3:6 (1 cement : 3 coarse sand (zone-Ill) derived from natural sources : 6 graded stone aggregate 20 mm nominal size derived from natural sources) over 75 mm thick bed of dry brick ballast 40 mm nominal size, well rammed and consolidated and grouted with fine sand, including necessary excavation, levelling & dressing & finishing the top smooth. | BI01010001010000000000000515BI0100001146 | 25 | sqm | 617.87 |  |  | Excess(+) | 1 | Full Conversion | INR | [40 empty] | #VALUE! | #VALUE! | #VALUE! | 2 | Construction of chamber for 100mm sluices valve | item3 | 10 | Nos
4 | REINFORCED CEMENT CONCRETE | BI01010001010000000000000515BI0100001147 | [52 empty] | 3 | Supplying, Conveying and fixing spls. Including ea | item4 | 10 | Nos
4.01 | Providing and laying in position specified grade of reinforced cement concrete, excluding the cost of centering, shuttering, finishing and reinforcement - All work up to plinth level : | BI01010001010000000000000515BI0100001148 | [52 empty] | 1.01 | Supplying, Conveying and fixing spls. Including eart | item1 | 123.223 | Nos
4.02 | 1:1.5:3(1 cement: 1.5 coarse sand (zone-Ill) derived from natural sources : 3 graded stone aggregate 20 mm nominal size derived from natural sources) | BI01010001010000000000000515BI0100001149 | 5 | cum | 7459.18 |  |  | Excess(+) | 1 | Full Conversion | INR | [40 empty] | #VALUE! | #VALUE! | #VALUE! | 1.02 | Construction of chamber for 100mm sluice plates | item2 | 213 | Nos
4.03 | 1:2:4 (1 cement : 2 coarse sand (zone-Ill) derived from natural sources : 4 graded stone aggregate 20 mm nominal size derived from natural sources) | BI01010001010000000000000515BI0100001150 | 5 | cum | 7077.92 |  |  | Excess(+) | 1 | Full Conversion | INR | [40 empty] | #VALUE! | #VALUE! | #VALUE! | 2 | Construction of chamber for 100mm sluices valve | item3 | 10 | Nos
4.04 | Reinforced cement concrete work in walls (any thickness), including attached pilasters, buttresses, plinth and string courses, fillets, columns, pillars, piers, abutments, posts and struts etc. above plinth level up to floor five level, excluding cost of centering, shuttering, finishing and reinforcement: | BI01010001010000000000000515BI0100001151 | [52 empty] | 1.01 | Supplying, Conveying and fixing spls. Including eart | item1 | 123.223 | Nos
4.05 | 1:1.5:3 (1 cement : 1.5 coarse sand(zone-III) derived from natural sources : 3 graded stone aggregate 20 mm nominal size derived from natural sources) | BI01010001010000000000000515BI0100001152 | 3 | cum | 8949.41 |  |  | Excess(+) | 1 | Full Conversion | INR | [40 empty] | #VALUE! | #VALUE! | #VALUE! | 1.02 | Construction of chamber for 100mm sluice plates | item2 | 213 | Nos
4.06 | Reinforced cement concrete work in beams, suspended floors, roofs having slope up to 15 degree landings, balconies, shelves, chajjas, lintels, bands, plain window sills, staircases and spiral stair cases above plinth level up to floor five level, excluding the cost of centering, shuttering, finishing and reinforcement with 1:1.5:3 (1 cement : 1.5 coarse sand (zone-III) derived from natural sources : 3 graded stone aggregate 20 mm nominal size derived from natural sources). | BI01010001010000000000000515BI0100001153 | 3 | cum | 9487.5 |  |  | Excess(+) | 1 | Full Conversion | INR | [40 empty] | #VALUE! | #VALUE! | #VALUE! | 2 | Construction of chamber for 100mm sluices valve | item3 | 10 | Nos
4.07 | Centering and shuttering including strutting, propping etc. and removal of form for | BI01010001010000000000000515BI0100001154 | [52 empty] | 1.01 | Supplying, Conveying and fixing spls. Including eart | item1 | 123.223 | Nos
4.08 | Foundations, footings, bases of columns, etc. for mass concrete | BI01010001010000000000000515BI0100001155 | 15 | sqm | 323.36 |  |  | Excess(+) | 1 | Full Conversion | INR | [40 empty] | #VALUE! | #VALUE! | #VALUE! | 1.02 | Construction of chamber for 100mm sluice plates | item2 | 213 | Nos
4.09 | Walls (any thickness) including attached pilasters, butteresses, plinth and string courses etc. | BI01010001010000000000000515BI0100001156 | 15 | sqm | 694.73 |  |  | Excess(+) | 1 | Full Conversion | INR | [40 empty] | #VALUE! | #VALUE! | #VALUE! | 2 | Construction of chamber for 100mm sluices valve | item3 | 10 | Nos
4.1 | Suspended floors, roofs, landings, balconies and access platform | BI01010001010000000000000515BI0100001157 | 15 | sqm | 764.61 |  |  | Excess(+) | 1 | Full Conversion | INR | [40 empty] | #VALUE! | #VALUE! | #VALUE! | 3 | Supplying, Conveying and fixing spls. Including ea | item4 | 10 | Nos
4.11 | Shelves (Cast in situ) | BI01010001010000000000000515BI0100001158 | 15 | sqm | 764.61 |  |  | Excess(+) | 1 | Full Conversion | INR | [40 empty] | #VALUE! | #VALUE! | #VALUE! | 1.01 | Supplying, Conveying and fixing spls. Including eart | item1 | 123.223 | Nos
4.12 | Lintels, beams, plinth beams, girders, bressumers and cantilevers | BI01010001010000000000000515BI0100001159 | 15 | sqm | 607.24 |  |  | Excess(+) | 1 | Full Conversion | INR | [40 empty] | #VALUE! | #VALUE! | #VALUE! | 1.02 | Construction of chamber for 100mm sluice plates | item2 | 213 | Nos
4.13 | Columns, Pillars, Piers, Abutments, Posts and Struts | BI01010001010000000000000515BI0100001160 | 15 | sqm | 792.69 |  |  | Excess(+) | 1 | Full Conversion | INR | [40 empty] | #VALUE! | #VALUE! | #VALUE! | 3 | Supplying, Conveying and fixing spls. Including ea | item4 | 10 | Nos
4.14 | Stairs, (excluding landings) except spiral-staircases | BI01010001010000000000000515BI0100001161 | 10 | sqm | 630.78 |  |  | Excess(+) | 1 | Full Conversion | INR | [40 empty] | #VALUE! | #VALUE! | #VALUE! | 1.01 | Supplying, Conveying and fixing spls. Including eart | item1 | 123.223 | Nos
4.15 | Edges of slabs and breaks in floors and walls | BI01010001010000000000000515BI0100001162 | [52 empty] | 1.02 | Construction of chamber for 100mm sluice plates | item2 | 213 | Nos
4.16 | Under 20 cm wide | BI01010001010000000000000515BI0100001163 | 10 | metre | 171.97 |  |  | Excess(+) | 1 | Full Conversion | INR | [40 empty] | #VALUE! | #VALUE! | #VALUE! | 2 | Construction of chamber for 100mm sluices valve | item3 | 10 | Nos
4.17 | Weather shed, Chajjas, corbels etc., including edges | BI01010001010000000000000515BI0100001164 | 10 | sqm | 784.28 |  |  | Excess(+) | 1 | Full Conversion | INR | [40 empty] | #VALUE! | #VALUE! | #VALUE! | 3 | Supplying, Conveying and fixing spls. Including ea | item4 | 10 | Nos
4.18 | Extra for additional height in centering, shuttering where ever required with adequate bracing, propping etc., including cost of de-shuttering and decentering at all levels, over a height of 3.5 m, for every additional height of 1 metre or part thereof (Plan area to be measured). | BI01010001010000000000000515BI0100001165 | [52 empty] | 1.01 | Supplying, Conveying and fixing spls. Including eart | item1 | 123.223 | Nos
4.19 | Suspended floors, roofs, landings, beams and balconies (Plan area to be measured) | BI01010001010000000000000515BI0100001166 | 100 | sqm | 316.89 |  |  | Excess(+) | 1 | Full Conversion | INR | [40 empty] | #VALUE! | #VALUE! | #VALUE! | 1.02 | Construction of chamber for 100mm sluice plates | item2 | 213 | Nos
4.2 | Providing, transporting, hoisting and fixing above plinth level up to floor five level precast reinforced cement concrete in lintels, beams and bressumers, including setting in cement mortar 1:3 (1 cement: 3 coarse sand), cost of required centering and shuttering but, excluding the cost of reinforcement, with 1:1.5:3 (1 cement : 1.5 coarse sand (zone-Ill) derived from natural sources : 3 graded stone aggregate 20 mm nominal size derived from natural sources) | BI01010001010000000000000515BI0100001167 | 10 | cum | 11461.36 |  |  | Excess(+) | 1 | Full Conversion | INR | [40 empty] | #VALUE! | #VALUE! | #VALUE! | 2 | Construction of chamber for 100mm sluices valve | item3 | 10 | Nos
4.21 | Steel reinforcement for R.C.C. work including straightening, cutting, bending, placing in position and binding all complete upto plinth level. | BI01010001010000000000000515BI0100001168 | [52 empty] | 1.01 | Supplying, Conveying and fixing spls. Including eart | item1 | 123.223 | Nos
4.22 | Thermo-Mechanically Treated bars of grade Fe-500D or more. | BI01010001010000000000000515BI0100001169 | 100 | kg | 88.93 |  |  | Excess(+) | 1 | Full Conversion | INR | [40 empty] | #VALUE! | #VALUE! | #VALUE! | 1.02 | Construction of chamber for 100mm sluice plates | item2 | 213 | Nos
4.23 | Steel reinforcement for R.C.C. work including straightening, cutting, bending, placing in position and binding all complete above plinth level. | BI01010001010000000000000515BI0100001170 | [52 empty] | 2 | Construction of chamber for 100mm sluices valve | item3 | 10 | Nos
4.24 | Thermo-Mechanically Treated bars of grade Fe-500D or more. | BI01010001010000000000000515BI0100001171 | 100 | kg | 88.93 |  |  | Excess(+) | 1 | Full Conversion | INR | [40 empty] | #VALUE! | #VALUE! | #VALUE! | 1.01 | Supplying, Conveying and fixing spls. Including eart | item1 | 123.223 | Nos
5 | MASONRY WORK | BI01010001010000000000000515BI0100001172 | [52 empty] | 1.02 | Construction of chamber for 100mm sluice plates | item2 | 213 | Nos
5.01 | Brick work with common burnt clay F.P.S. (non modular) bricks of class designation 7.5 in foundation and plinth in: | BI01010001010000000000000515BI0100001173 | [52 empty] | 2 | Construction of chamber for 100mm sluices valve | item3 | 10 | Nos
5.02 | Cement mortar 1:6(1 cement :6 coarse sand) | BI01010001010000000000000515BI0100001174 | 10 | cum | 5881.29 |  |  | Excess(+) | 1 | Full Conversion | INR | [40 empty] | #VALUE! | #VALUE! | #VALUE! | 3 | Supplying, Conveying and fixing spls. Including ea | item4 | 10 | Nos
5.03 | Brick work with common burnt clay F.P.S. (non modular) bricks of class designation 7.5 in superstructure above plinth level up to floor V level in all shapes and sizes in : | BI01010001010000000000000515BI0100001175 | [52 empty] | 1.01 | Supplying, Conveying and fixing spls. Including eart | item1 | 123.223 | Nos
5.04 | Cement mortar 1:6(1 cement : 6 coarse sand) | BI01010001010000000000000515BI0100001176 | 10 | cum | 7508.82 |  |  | Excess(+) | 1 | Full Conversion | INR | [40 empty] | #VALUE! | #VALUE! | #VALUE! | 1.02 | Construction of chamber for 100mm sluice plates | item2 | 213 | Nos
5.05 | Brick work 7 cm thick with common burnt clay F.P.S. (non modular) brick of class designation 7.5 in cement mortar 1:3 (1 cement: 3 coarse sand) in superstructure above plinth level and upto floor five level. | BI01010001010000000000000515BI0100001177 | 25 | sqm | 713.82 |  |  | Excess(+) | 1 | Full Conversion | INR | [40 empty] | #VALUE! | #VALUE! | #VALUE! | 2 | Construction of chamber for 100mm sluices valve | item3 | 10 | Nos
5.06 | Half brick masonry with common burnt clay F.P.S. (non modular) bricks of class designation 7.5 in foundations and plinth in : | BI01010001010000000000000515BI0100001178 | [52 empty] | 3 | Supplying, Conveying and fixing spls. Including ea | item4 | 10 | Nos
5.07 | cement mortar 1:4(1 cement :4 coarse sand) | BI01010001010000000000000515BI0100001179 | 10 | sqm | 746.3 |  |  | Excess(+) | 1 | Full Conversion | INR | [40 empty] | #VALUE! | #VALUE! | #VALUE! | 1.01 | Supplying, Conveying and fixing spls. Including eart | item1 | 123.223 | Nos
5.08 | Half brick masonry with common burnt clay F.P.S. (non modular) bricks of class designation 7.5 in superstructure above plinth level up to floor V level. | BI01010001010000000000000515BI0100001180 | [52 empty] | 1.02 | Construction of chamber for 100mm sluice plates | item2 | 213 | Nos
5.09 | Cement mortar 1:4(1 cement :4 coarse sand) | BI01010001010000000000000515BI0100001181 | 50 | sqm | 926.69 |  |  | Excess(+) | 1 | Full Conversion | INR | [40 empty] | #VALUE! | #VALUE! | #VALUE! | 2 | Construction of chamber for 100mm sluices valve | item3 | 10 | Nos
5.1 | Brick work with common burnt clay selected F.P.S. (non modular) bricks of class designation 7.5 in exposed brick work including making horizontal and vertical grooves 10 mm wide 12 mm deep complete in cement mortar 1:6 (1 cement: 6 coarse sand) | BI01010001010000000000000515BI0100001182 | [52 empty] | 1.01 | Supplying, Conveying and fixing spls. Including eart | item1 | 123.223 | Nos
5.11 | Above plinth level upto floor V level | BI01010001010000000000000515BI0100001183 | 50 | cum | 7784.07 |  |  | Excess(+) | 1 | Full Conversion | INR | [40 empty] | #VALUE! | #VALUE! | #VALUE! | 1.02 | Construction of chamber for 100mm sluice plates | item2 | 213 | Nos
5.12 | Brick edging 7cm wide 11.4 cm deep to plinth protection with common burnt clay F.P.S. (non modular) bricks of class designation 7.5 including grouting with cement mortar 1:4 (1 cement : 4 fine sand). | BI01010001010000000000000515BI0100001184 | 75 | metre | 50.17 |  |  | Excess(+) | 1 | Full Conversion | INR | [40 empty] | #VALUE! | #VALUE! | #VALUE! | 2 | Construction of chamber for 100mm sluices valve | item3 | 10 | Nos
6 | CLADDING WORK | BI01010001010000000000000515BI0100001185 | [52 empty] | 1.01 | Supplying, Conveying and fixing spls. Including eart | item1 | 123.223 | Nos
6.01 | Providing and fixing 18 mm thick gang saw cut, mirror polished, premoulded and prepolished, machine cut for kitchen platforms, vanity counters, window sills, facias and similar locations of required size, approved shade, colour and texture laid over 20 mm thick base cement mortar 1:4 (1 cement : 4 coarse sand), joints treated with white cement, mixed with matching pigment, epoxy touch ups, including rubbing, curing, moulding and polishing of edges to give high gloss finish etc. complete at all levels. | BI01010001010000000000000515BI0100001186 | [52 empty] | 1.02 | Construction of chamber for 100mm sluice plates | item2 | 213 | Nos
6.02 | Granite stone slab of colour black, Cherry/Ruby red | BI01010001010000000000000515BI0100001187 | [52 empty] | 2 | Construction of chamber for 100mm sluices valve | item3 | 10 | Nos
6.03 | Area of slab upto 0.50 sqnn | BI01010001010000000000000515BI0100001188 | 10 | sqm | 4464 |  |  | Excess(+) | 1 | Full Conversion | INR | [40 empty] | #VALUE! | #VALUE! | #VALUE! | 3 | Supplying, Conveying and fixing spls. Including ea | item4 | 10 | Nos
6.04 | Area of slab over 0.50 sqm | BI01010001010000000000000515BI0100001189 | 10 | sqm | 4235.42 |  |  | Excess(+) | 1 | Full Conversion | INR | [40 empty] | #VALUE! | #VALUE! | #VALUE! | 1.01 | Supplying, Conveying and fixing spls. Including eart | item1 | 123.223 | Nos
6.05 | Providing edge moulding to 18 mm thick marble stone counters, Vanities etc., including machine polishing to edge to give high gloss finish etc. complete as per design approved by Engineer-in-Charge. | BI01010001010000000000000515BI0100001190 | [52 empty] | 1.02 | Construction of chamber for 100mm sluice plates | item2 | 213 | Nos
6.06 | Granite work | BI01010001010000000000000515BI0100001191 | 50 | metre | 421.33 |  |  | Excess(+) | 1 | Full Conversion | INR | [40 empty] | #VALUE! | #VALUE! | #VALUE! | 2 | Construction of chamber for 100mm sluices valve | item3 | 10 | Nos
6.07 | Extra for providing opening of required size & shape for wash basin/ kitchen sink in kitchen platform, vanity counter and similar location in marble/ Granite/ stone work, including necessary holes for pillar taps etc. including moulding, rubbing and polishing of cut edges etc. complete. | BI01010001010000000000000515BI0100001192 | 10 | each | 807.04 |  |  | Excess(+) | 1 | Full Conversion | INR | [40 empty] | #VALUE! | #VALUE! | #VALUE! | 3 | Supplying, Conveying and fixing spls. Including ea | item4 | 10 | Nos
6.08 | Mirror polishing on marble work/Granite work/stone work where ever required to give high gloss finish complete. | BI01010001010000000000000515BI0100001193 | 50 | sqm | 417.82 |  |  | Excess(+) | 1 | Full Conversion | INR | [40 empty] | #VALUE! | #VALUE! | #VALUE! | 1.01 | Supplying, Conveying and fixing spls. Including eart | item1 | 123.223 | Nos
6.09 | Providing and fixing stone slab with table rubbed, edges rounded and polished, of size 75x50 cm deep and 1.8 cm thick, fixed in urinal partitions by cutting a chase of appropriate width with chase cutter and embedding the stone in the chase with epoxy grout or with cement concrete 1:2:4 (1 cement : 2 coarse sand : 4 graded stone aggregate 6 mm nominal size) as per direction of Engineer-in-charge and finished smooth. | BI01010001010000000000000515BI0100001194 | [52 empty] | 1.02 | Construction of chamber for 100mm sluice plates | item2 | 213 | Nos
6.1 | White Agaria Marble Stone | BI01010001010000000000000515BI0100001195 | 10 | sqm | 2886.49 |  |  | Excess(+) | 1 | Full Conversion | INR | [40 empty] | #VALUE! | #VALUE! | #VALUE! | 2 | Construction of chamber for 100mm sluices valve | item3 | 10 | Nos
6.11 | Providing and fixing 1st quality ceramic glazed wall tiles conforming to IS: 15622 (thickness to be specified by the manufacturer), of approved make, in all colours, shades except burgundy, bottle green, black of any size as approved by Engineer-in-Charge, in skirting, risers of steps and dados, over 12 mm thick bed of cement mortar 1:3(1 cement : 3 coarse sand) and jointing with grey cement slurry @ 3.3kg per sqm, including pointing in white cement mixed with pigment of matching shade complete. | BI01010001010000000000000515BI0100001196 | 50 | sqm | 1045.55 |  |  | Excess(+) | 1 | Full Conversion | INR | [40 empty] | #VALUE! | #VALUE! | #VALUE! | 1.01 | Supplying, Conveying and fixing spls. Including eart | item1 | 123.223 | Nos
7.001 | WOOD AND P. V. C. WORK | BI01010001010000000000000515BI0100001197 | [52 empty] | 1.02 | Construction of chamber for 100mm sluice plates | item2 | 213 | Nos
7.002 | Providing wood work in frames of doors, windows, clerestory windows and other frames, wrought framed and fixed in position with hold fast lugs or with dash fasteners of required dia & length (hold fast lugs or dash fastener shall be paid for separately). | BI01010001010000000000000515BI0100001198 | [52 empty] | 2 | Construction of chamber for 100mm sluices valve | item3 | 10 | Nos
7.003 | Second class teak wood | BI01010001010000000000000515BI0100001199 | 0.1 | cum | 117877.21 |  |  | Excess(+) | 1 | Full Conversion | INR | [40 empty] | #VALUE! | #VALUE! | #VALUE! | 1.01 | Supplying, Conveying and fixing spls. Including eart | item1 | 123.223 | Nos
7.004 | Sal wood | BI01010001010000000000000515BI0100001200 | 0.1 | cum | 96083.36 |  |  | Excess(+) | 1 | Full Conversion | INR | [40 empty] | #VALUE! | #VALUE! | #VALUE! | 1.02 | Construction of chamber for 100mm sluice plates | item2 | 213 | Nos
7.005 | Providing and fixing panelling or panelling and glazing in panelled or panelled and glazed shutters for doors, windows and clerestory windows (Area of opening for panel inserts excluding portion inside grooves or rebates to be measured). Panelling for panelled or panelled and glazed shutters 25 mm to 40 mm thick. | BI01010001010000000000000515BI0100001201 | [52 empty] | 2 | Construction of chamber for 100mm sluices valve | item3 | 10 | Nos
7.006 | Float glass panes | BI01010001010000000000000515BI0100001202 | [52 empty] | 3 | Supplying, Conveying and fixing spls. Including ea | item4 | 10 | Nos
7.007 | 4 mm thick glass pane (weight not less than 10 kg/sqm). | BI01010001010000000000000515BI0100001203 | 5 | sqm | 1848.6 |  |  | Excess(+) | 1 | Full Conversion | INR | [40 empty] | #VALUE! | #VALUE! | #VALUE! | 1.01 | Supplying, Conveying and fixing spls. Including eart | item1 | 123.223 | Nos
7.008 | 5.0 mm thick glass panes (weight not less than 12.50 kg/sqm). | BI01010001010000000000000515BI0100001204 | 5 | sqm | 2144.34 |  |  | Excess(+) | 1 | Full Conversion | INR | [40 empty] | #VALUE! | #VALUE! | #VALUE! | 1.02 | Construction of chamber for 100mm sluice plates | item2 | 213 | Nos
7.009 | Providing and fixing flat pressed three layer particle or graded plain wood board medium density exterior grade (Grade I) FPT-I, conforming and marked to frame, backing or studding with screws etc. complete (Frames, backing or studding to be paid separately): | BI01010001010000000000000515BI0100001205 | [52 empty] | 2 | Construction of chamber for 100mm sluices valve | item3 | 10 | Nos
7.01 | 18 mm thick | BI01010001010000000000000515BI0100001206 | 10 | sqm | 841.88 |  |  | Excess(+) | 1 | Full Conversion | INR | [40 empty] | #VALUE! | #VALUE! | #VALUE! | 3 | Supplying, Conveying and fixing spls. Including ea | item4 | 10 | Nos
7.011 | Providing and fixing ISI marked flush door shutters conforming to IS : 2202 (Part I) non-decorative type, core of block board construction with frame of 1st class hard wood and well matched commercial 3 ply veneering with vertical grains or cross bands and face veneers on both faces of shutters: | BI01010001010000000000000515BI0100001207 | [52 empty] | 2 | Construction of chamber for 100mm sluices valve | item3 | 10 | Nos
7.012 | 35 mm thick including ISI marked Stainless Steel butt hinges with necessary screws | BI01010001010000000000000515BI0100001208 | 10 | sqm | 1972.99 |  |  | Excess(+) | 1 | Full Conversion | INR | [40 empty] | #VALUE! | #VALUE! | #VALUE! | 3 | Supplying, Conveying and fixing spls. Including ea | item4 | 10 | Nos
7.013 | 25 mm thick (for cupboard) including ISI marked nickel plated bright finished M.S. piano hinges with necessary screws | BI01010001010000000000000515BI0100001209 | 5 | sqm | 1726.47 |  |  | Excess(+) | 1 | Full Conversion | INR | [40 empty] | #VALUE! | #VALUE! | #VALUE! | 1.01 | Supplying, Conveying and fixing spls. Including eart | item1 | 123.223 | Nos
7.014 | Extra for providing lipping with 2nd class teak wood battens 25 mm minimum depth on all edges of flush door shutters (over all area of door shutter to be measured). | BI01010001010000000000000515BI0100001210 | 25 | sqm | 381.25 |  |  | Excess(+) | 1 | Full Conversion | INR | [40 empty] | #VALUE! | #VALUE! | #VALUE! | 1.02 | Construction of chamber for 100mm sluice plates | item2 | 213 | Nos
7.015 | Extra for providing vision panel not exceeding 0.1 sqm in all type of flush doors (cost of glass excluded) (overall area of door shutter to be measured): | BI01010001010000000000000515BI0100001211 | [52 empty] | 2 | Construction of chamber for 100mm sluices valve | item3 | 10 | Nos
7.016 | Rectangular or square | BI01010001010000000000000515BI0100001212 | 25 | sqm | 164.22 |  |  | Excess(+) | 1 | Full Conversion | INR | [40 empty] | #VALUE! | #VALUE! | #VALUE! | 3 | Supplying, Conveying and fixing spls. Including ea | item4 | 10 | Nos
7.017 | Extra for cutting rebate in flush door shutters (Total area of the shutter to be measured). | BI01010001010000000000000515BI0100001213 | 25 | sqm | 87.98 |  |  | Excess(+) | 1 | Full Conversion | INR | [40 empty] | #VALUE! | #VALUE! | #VALUE! | 1.01 | Supplying, Conveying and fixing spls. Including eart | item1 | 123.223 | Nos
7.018 | Providing and fixing wire gauge shutters using galvanized M.S. wire gauge of average width of aperture 1.4 mm in both directions with wire of dia 0.63 mm, for doors, windows and clerestory windows with hinges and necessary screws : | BI01010001010000000000000515BI0100001214 | [52 empty] | 1.02 | Construction of chamber for 100mm sluice plates | item2 | 213 | Nos
7.019 | 35 mm thick shutters | BI01010001010000000000000515BI0100001215 | [52 empty] | 2 | Construction of chamber for 100mm sluices valve | item3 | 10 | Nos
7.02 | with ISI marked M.S. pressed butt hinges bright finished of required size | BI01010001010000000000000515BI0100001216 | [52 empty] | 1.01 | Supplying, Conveying and fixing spls. Including eart | item1 | 123.223 | Nos
7.021 | Second class teak wood | BI01010001010000000000000515BI0100001217 | 5 | sqm | 4001.23 |  |  | Excess(+) | 1 | Full Conversion | INR | [40 empty] | #VALUE! | #VALUE! | #VALUE! | 1.02 | Construction of chamber for 100mm sluice plates | item2 | 213 | Nos
7.022 | Providing and fixing wooden moulded beading to door and window frames with iron screws, plugs and priming coat on unexposed surface etc. complete: | BI01010001010000000000000515BI0100001218 | [52 empty] | 2 | Construction of chamber for 100mm sluices valve | item3 | 10 | Nos
7.023 | 2nd class teak wood | BI01010001010000000000000515BI0100001219 | [52 empty] | 1.01 | Supplying, Conveying and fixing spls. Including eart | item1 | 123.223 | Nos
7.024 | 50x12 mm | BI01010001010000000000000515BI0100001220 | 10 | metre | 182.32 |  |  | Excess(+) | 1 | Full Conversion | INR | [40 empty] | #VALUE! | #VALUE! | #VALUE! | 1.02 | Construction of chamber for 100mm sluice plates | item2 | 213 | Nos
7.025 | Providing and fixing chromium plated brass curtain rod having wall thickness of 1.25 mm with two chromium plated brass brackets fixed with C.P. brass screws and PVC sleeves etc., wherever necessary complete: | BI01010001010000000000000515BI0100001221 | [52 empty] | 2 | Construction of chamber for 100mm sluices valve | item3 | 10 | Nos
7.026 | 12 mm dia | BI01010001010000000000000515BI0100001222 | 10 | metre | 235.09 |  |  | Excess(+) | 1 | Full Conversion | INR | [40 empty] | #VALUE! | #VALUE! | #VALUE! | 3 | Supplying, Conveying and fixing spls. Including ea | item4 | 10 | Nos
7.027 | 20 mm dia | BI01010001010000000000000515BI0100001223 | 10 | metre | 324.27 |  |  | Excess(+) | 1 | Full Conversion | INR | [40 empty] | #VALUE! | #VALUE! | #VALUE! | 1.01 | Supplying, Conveying and fixing spls. Including eart | item1 | 123.223 | Nos
7.028 | 25 mm dia | BI01010001010000000000000515BI0100001224 | 10 | metre | 433.37 |  |  | Excess(+) | 1 | Full Conversion | INR | [40 empty] | #VALUE! | #VALUE! | #VALUE! | 1.02 | Construction of chamber for 100mm sluice plates | item2 | 213 | Nos
7.029 | Providing and fixing M.S. grills of required pattern in frames of windows etc. with M.S. flats, square or round bars etc. including priming coat with approved steel primer all complete. | BI01010001010000000000000515BI0100001225 | [52 empty] | 2 | Construction of chamber for 100mm sluices valve | item3 | 10 | Nos
7.03 | Fixed to steel windows by welding | BI01010001010000000000000515BI0100001226 | 10 | kg | 180.67 |  |  | Excess(+) | 1 | Full Conversion | INR | [40 empty] | #VALUE! | #VALUE! | #VALUE! | 3 | Supplying, Conveying and fixing spls. Including ea | item4 | 10 | Nos
7.031 | Providing and fixing ISI marked oxidised M.S. sliding door bolts with nuts and screws etc. complete (Copper oxidised as per IS 1378) | BI01010001010000000000000515BI0100001227 | [52 empty] | 1.01 | Supplying, Conveying and fixing spls. Including eart | item1 | 123.223 | Nos
7.032 | 300x16 mm | BI01010001010000000000000515BI0100001228 | 10 | each | 178.56 |  |  | Excess(+) | 1 | Full Conversion | INR | [40 empty] | #VALUE! | #VALUE! | #VALUE! | 1.02 | Construction of chamber for 100mm sluice plates | item2 | 213 | Nos
7.033 | 250x16 mm | BI01010001010000000000000515BI0100001229 | 10 | each | 159.72 |  |  | Excess(+) | 1 | Full Conversion | INR | [40 empty] | #VALUE! | #VALUE! | #VALUE! | 2 | Construction of chamber for 100mm sluices valve | item3 | 10 | Nos
7.034 | Providing and fixing ISI marked oxidised M.S. tower bolt black finish, (Barrel type) with necessary screws etc. complete (Copper oxidised as per IS 1378) | BI01010001010000000000000515BI0100001230 | [52 empty] | 1.01 | Supplying, Conveying and fixing spls. Including eart | item1 | 123.223 | Nos
7.035 | 250x10 mm | BI01010001010000000000000515BI0100001231 | 10 | each | 69.18 |  |  | Excess(+) | 1 | Full Conversion | INR | [40 empty] | #VALUE! | #VALUE! | #VALUE! | 1.02 | Construction of chamber for 100mm sluice plates | item2 | 213 | Nos
7.036 | Providing and fixing ISI marked oxidised M.S. handles conforming to IS:4992 with necessary screws etc. complete (Copper oxidised as per IS 1378) | BI01010001010000000000000515BI0100001232 | [52 empty] | 2 | Construction of chamber for 100mm sluices valve | item3 | 10 | Nos
7.037 | 125 mm | BI01010001010000000000000515BI0100001233 | 10 | each | 32.94 |  |  | Excess(+) | 1 | Full Conversion | INR | [40 empty] | #VALUE! | #VALUE! | #VALUE! | 1.01 | Supplying, Conveying and fixing spls. Including eart | item1 | 123.223 | Nos
7.038 | 100 mm | BI01010001010000000000000515BI0100001234 | 10 | each | 26.84 |  |  | Excess(+) | 1 | Full Conversion | INR | [40 empty] | #VALUE! | #VALUE! | #VALUE! | 1.02 | Construction of chamber for 100mm sluice plates | item2 | 213 | Nos
7.039 | Providing and fixing oxidised M.S. casement stays (straight peg type) with necessary screws etc. complete (Copper oxidised as per IS 1378) | BI01010001010000000000000515BI0100001235 | [52 empty] | 2 | Construction of chamber for 100mm sluices valve | item3 | 10 | Nos
7.04 | 300 mm weighing not less than 330 grams | BI01010001010000000000000515BI0100001236 | 10 | each | 55.57 |  |  | Excess(+) | 1 | Full Conversion | INR | [40 empty] | #VALUE! | #VALUE! | #VALUE! | 3 | Supplying, Conveying and fixing spls. Including ea | item4 | 10 | Nos
7.041 | 250 mm weighing not less than 280 grams | BI01010001010000000000000515BI0100001237 | 10 | each | 50.34 |  |  | Excess(+) | 1 | Full Conversion | INR | [40 empty] | #VALUE! | #VALUE! | #VALUE! | 1.01 | Supplying, Conveying and fixing spls. Including eart | item1 | 123.223 | Nos
7.042 | Providing and fixing bright finished brass tower bolts (barrel type) with necessary screws etc. complete : | BI01010001010000000000000515BI0100001238 | [52 empty] | 1.02 | Construction of chamber for 100mm sluice plates | item2 | 213 | Nos
7.043 | 250x10 mm | BI01010001010000000000000515BI0100001239 | 10 | each | 364.14 |  |  | Excess(+) | 1 | Full Conversion | INR | [40 empty] | #VALUE! | #VALUE! | #VALUE! | 2 | Construction of chamber for 100mm sluices valve | item3 | 10 | Nos
7.044 | 200x10 mm | BI01010001010000000000000515BI0100001240 | 10 | each | 295.53 |  |  | Excess(+) | 1 | Full Conversion | INR | [40 empty] | #VALUE! | #VALUE! | #VALUE! | 3 | Supplying, Conveying and fixing spls. Including ea | item4 | 10 | Nos
7.045 | 150x10 mm | BI01010001010000000000000515BI0100001241 | 10 | each | 236.86 |  |  | Excess(+) | 1 | Full Conversion | INR | [40 empty] | #VALUE! | #VALUE! | #VALUE! | 1.01 | Supplying, Conveying and fixing spls. Including eart | item1 | 123.223 | Nos
7.046 | 100x10 mm | BI01010001010000000000000515BI0100001242 | 10 | each | 162.85 |  |  | Excess(+) | 1 | Full Conversion | INR | [40 empty] | #VALUE! | #VALUE! | #VALUE! | 1.02 | Construction of chamber for 100mm sluice plates | item2 | 213 | Nos
7.047 | Providing and fixing special quality bright finished brass cupboard or ward robe locks with four levers of approved quality including necessary screws etc. complete. | BI01010001010000000000000515BI0100001243 | [52 empty] | 2 | Construction of chamber for 100mm sluices valve | item3 | 10 | Nos
7.048 | 40 mm | BI01010001010000000000000515BI0100001244 | 10 | each | 256.61 |  |  | Excess(+) | 1 | Full Conversion | INR | [40 empty] | #VALUE! | #VALUE! | #VALUE! | 1.01 | Supplying, Conveying and fixing spls. Including eart | item1 | 123.223 | Nos
7.049 | Providing and fixing 50 mm bright finished brass cup board or wardrobe knob of approved quality with necessary screws. | BI01010001010000000000000515BI0100001245 | 10 | each | 61.22 |  |  | Excess(+) | 1 | Full Conversion | INR | [40 empty] | #VALUE! | #VALUE! | #VALUE! | 1.02 | Construction of chamber for 100mm sluice plates | item2 | 213 | Nos
7.05 | Providing and fixing bright finished brass handles with screws etc. complete: | BI01010001010000000000000515BI0100001246 | [52 empty] | 2 | Construction of chamber for 100mm sluices valve | item3 | 10 | Nos
7.051 | 125 mm | BI01010001010000000000000515BI0100001247 | 10 | each | 211.63 |  |  | Excess(+) | 1 | Full Conversion | INR | [40 empty] | #VALUE! | #VALUE! | #VALUE! | 1.01 | Supplying, Conveying and fixing spls. Including eart | item1 | 123.223 | Nos
7.052 | 100 mm | BI01010001010000000000000515BI0100001248 | 10 | each | 193.53 |  |  | Excess(+) | 1 | Full Conversion | INR | [40 empty] | #VALUE! | #VALUE! | #VALUE! | 1.02 | Construction of chamber for 100mm sluice plates | item2 | 213 | Nos
7.053 | 75 mm | BI01010001010000000000000515BI0100001249 | 10 | each | 152.51 |  |  | Excess(+) | 1 | Full Conversion | INR | [40 empty] | #VALUE! | #VALUE! | #VALUE! | 2 | Construction of chamber for 100mm sluices valve | item3 | 10 | Nos
7.054 | Providing and fixing bright finished brass hanging type floor door stopper with necessary screws, etc. complete. | BI01010001010000000000000515BI0100001250 | 10 | each | 100.31 |  |  | Excess(+) | 1 | Full Conversion | INR | [40 empty] | #VALUE! | #VALUE! | #VALUE! | 3 | Supplying, Conveying and fixing spls. Including ea | item4 | 10 | Nos
7.055 | Providing and fixing aluminium die cast body tubular type universal hydraulic door closer (having brand logo with ISI, IS : 3564, embossed on the body, door weight upto 35 kg and door width upto 700 mm), with necessary accessories and screws etc. complete. | BI01010001010000000000000515BI0100001251 | 10 | each | 927.55 |  |  | Excess(+) | 1 | Full Conversion | INR | [40 empty] | #VALUE! | #VALUE! | #VALUE! | 1.01 | Supplying, Conveying and fixing spls. Including eart | item1 | 123.223 | Nos
7.056 | Providing and fixing chromium plated brass night latch of approved quality including necessary screws etc. complete. | BI01010001010000000000000515BI0100001252 | 10 | each | 785.68 |  |  | Excess(+) | 1 | Full Conversion | INR | [40 empty] | #VALUE! | #VALUE! | #VALUE! | 1.02 | Construction of chamber for 100mm sluice plates | item2 | 213 | Nos
7.057 | Providing and fixing aluminium sliding door bolts, ISI marked anodised (anodic coating not less than grade AC 10 as per IS: 1868), transparent or dyed to required colour or shade, with nuts and screws etc. complete : | BI01010001010000000000000515BI0100001253 | [52 empty] | 3 | Supplying, Conveying and fixing spls. Including ea | item4 | 10 | Nos
7.058 | 300x16 mm | BI01010001010000000000000515BI0100001254 | 10 | each | 250.06 |  |  | Excess(+) | 1 | Full Conversion | INR | [40 empty] | #VALUE! | #VALUE! | #VALUE! | 1.01 | Supplying, Conveying and fixing spls. Including eart | item1 | 123.223 | Nos
7.059 | 250x16 mm | BI01010001010000000000000515BI0100001255 | 10 | each | 214.89 |  |  | Excess(+) | 1 | Full Conversion | INR | [40 empty] | #VALUE! | #VALUE! | #VALUE! | 1.02 | Construction of chamber for 100mm sluice plates | item2 | 213 | Nos
7.06 | Providing and fixing aluminium tower bolts, ISI marked, anodised (anodic coating not less than grade AC 10 as per IS : 1868 ) transparent or dyed to required colour or shade, with necessary screws etc. complete : | BI01010001010000000000000515BI0100001256 | [52 empty] | 2 | Construction of chamber for 100mm sluices valve | item3 | 10 | Nos
7.061 | 250x10 mm | BI01010001010000000000000515BI0100001257 | 10 | each | 94.95 |  |  | Excess(+) | 1 | Full Conversion | INR | [40 empty] | #VALUE! | #VALUE! | #VALUE! | 3 | Supplying, Conveying and fixing spls. Including ea | item4 | 10 | Nos
7.062 | 200x10 mm | BI01010001010000000000000515BI0100001258 | 10 | each | 82.21 |  |  | Excess(+) | 1 | Full Conversion | INR | [40 empty] | #VALUE! | #VALUE! | #VALUE! | 1.01 | Supplying, Conveying and fixing spls. Including eart | item1 | 123.223 | Nos
7.063 | 150x10 mm | BI01010001010000000000000515BI0100001259 | 10 | each | 68.07 |  |  | Excess(+) | 1 | Full Conversion | INR | [40 empty] | #VALUE! | #VALUE! | #VALUE! | 1.02 | Construction of chamber for 100mm sluice plates | item2 | 213 | Nos
7.064 | 100x10 mm | BI01010001010000000000000515BI0100001260 | 10 | each | 53.35 |  |  | Excess(+) | 1 | Full Conversion | INR | [40 empty] | #VALUE! | #VALUE! | #VALUE! | 2 | Construction of chamber for 100mm sluices valve | item3 | 10 | Nos
7.065 | Providing and fixing aluminium pull bolt lock, ISI marked, anodised (anodic coating not less than grade AC 10 as per IS : 1868) transparent or dyed to required colour and shade, with necessary screws bolts, nut and washers etc. complete. | BI01010001010000000000000515BI0100001261 | 10 | each | 83.12 |  |  | Excess(+) | 1 | Full Conversion | INR | [40 empty] | #VALUE! | #VALUE! | #VALUE! | 1.01 | Supplying, Conveying and fixing spls. Including eart | item1 | 123.223 | Nos
7.066 | Providing and fixing aluminium handles, ISI marked, anodised (anodic coating not less than grade AC 10 as per IS : 1868) transparent or dyed to required colour or shade, with necessary screws etc. complete : | BI01010001010000000000000515BI0100001262 | [52 empty] | 1.02 | Construction of chamber for 100mm sluice plates | item2 | 213 | Nos
7.067 | 125 mm | BI01010001010000000000000515BI0100001263 | 10 | each | 54.63 |  |  | Excess(+) | 1 | Full Conversion | INR | [40 empty] | #VALUE! | #VALUE! | #VALUE! | 2 | Construction of chamber for 100mm sluices valve | item3 | 10 | Nos
7.068 | 100 mm | BI01010001010000000000000515BI0100001264 | 10 | each | 49.1 |  |  | Excess(+) | 1 | Full Conversion | INR | [40 empty] | #VALUE! | #VALUE! | #VALUE! | 1.01 | Supplying, Conveying and fixing spls. Including eart | item1 | 123.223 | Nos
7.069 | Providing and fixing aluminium hanging floor door stopper, ISI marked, anodised (anodic coating not less than grade AC 10 as per IS : 1868) transparent or dyed to required colour and shade, with necessary screws etc. complete. | BI01010001010000000000000515BI0100001265 | [52 empty] | 1.02 | Construction of chamber for 100mm sluice plates | item2 | 213 | Nos
7.07 | Twin rubber stopper | BI01010001010000000000000515BI0100001266 | 15 | each | 59.66 |  |  | Excess(+) | 1 | Full Conversion | INR | [40 empty] | #VALUE! | #VALUE! | #VALUE! | 2 | Construction of chamber for 100mm sluices valve | item3 | 10 | Nos
7.071 | Providing and fixing bright finished brass 100 mm mortice latch and lock, ISI marked, with six levers and a pair of anodised (anodic coating not less than grade AC 10 as per IS: 1868) aluminium lever handles of approved quality with necessary screws etc. complete. | BI01010001010000000000000515BI0100001267 | 15 | each | 716.54 |  |  | Excess(+) | 1 | Full Conversion | INR | [40 empty] | #VALUE! | #VALUE! | #VALUE! | 3 | Supplying, Conveying and fixing spls. Including ea | item4 | 10 | Nos
7.072 | Providing and fixing partition upto ceiling height consisting of G.I. frame and required board, including providing and fixing of frame work made of special section power pressed/ roll form G.I. sheet with zinc coating of 120 gms/sqm(both side inclusive), consisting of floor and ceiling channel 50 mm wide having equal flanges of 32 mm and 0.50 mm thick, fixed to the floor and ceiling at the spacing of 610 mm centre to centre with dash fastener of 12.5 mm dia meter 50 mm length or suitable anchor fastener or metal screws with nylon plugs and the studs 48 mm wide having one flange of 34 mm and other flange 36 mm and 0.50 mm thick fixed vertically within flanges of floor and ceiling channel and placed at a spacing of 610 mm centre to centre by 6 mm dia bolts and nuts, including fixing of studs along both ends of partition fixed flush to wall with suitable anchor fastener or metal screws with nylon plugs at spacing of 450 mm centre to centre, and fixing of boards to both side of frame work by 25 mm long dry wall screws on studs, floor and ceiling channels at the spacing of 300 mm centre to centre. The boards are to be fixed to the frame work with joints staggered to avoid through cracks, M.S. fixing channel of 99 mm width (0.9 mm thick having two flanges of 9.5 mm each) to be provided at the horizontal joints of two boards, fixed to the studs using metal to metal flat head screws, including jointing and finishing to a flush finish with recommended jointing compound, jointing tape, angle beads at corners (25 mm x 25 mm x 0.5 mm), joint finisher and two coats of primer suitable for board as per manufacture's specification and direction of engineer in charge all complete. | BI01010001010000000000000515BI0100001268 | [52 empty] | 1.01 | Supplying, Conveying and fixing spls. Including eart | item1 | 123.223 | Nos
7.073 | 75 mm overall thickness partition with 12.5 mm thick double skin fire rated Glass Reinforced Gypsum (GRG) plaster board conforming to IS: 2095: part 3 (Board with BIS certification marks) | BI01010001010000000000000515BI0100001269 | 10 | sqm | 1757.31 |  |  | Excess(+) | 1 | Full Conversion | INR | [40 empty] | #VALUE! | #VALUE! | #VALUE! | 1.02 | Construction of chamber for 100mm sluice plates | item2 | 213 | Nos
7.074 | Providing and fixing wooden moulded corner beading of triangular shape to the junction of panelling etc. with iron screws, plugs and priming coat on unexposed surface etc. complete 2nd class teak wood. | BI01010001010000000000000515BI0100001270 | [52 empty] | 2 | Construction of chamber for 100mm sluices valve | item3 | 10 | Nos
7.075 | 50x50 mm (base and height) | BI01010001010000000000000515BI0100001271 | 20 | metre | 292.19 |  |  | Excess(+) | 1 | Full Conversion | INR | [40 empty] | #VALUE! | #VALUE! | #VALUE! | 3 | Supplying, Conveying and fixing spls. Including ea | item4 | 10 | Nos
7.076 | Providing and fixing 2nd class teak wood lipping/ moulded beading or taj beading of size 18X5 mm fixed with wooden adhesive of approved quality and screws/nails on the edges of the Pre-laminated particle board as per direction of Engineer-in-charge. | BI01010001010000000000000515BI0100001272 | 20 | metre | 84.23 |  |  | Excess(+) | 1 | Full Conversion | INR | [40 empty] | #VALUE! | #VALUE! | #VALUE! | 1.01 | Supplying, Conveying and fixing spls. Including eart | item1 | 123.223 | Nos
7.077 | Providing and fixing magnetic catcher of approved quality in cupboard/ ward robe shutters, including fixing with necessary screws etc. complete. | BI01010001010000000000000515BI0100001273 | [52 empty] | 1.02 | Construction of chamber for 100mm sluice plates | item2 | 213 | Nos
7.078 | Double strip (horizontal type) | BI01010001010000000000000515BI0100001274 | 25 | each | 32.73 |  |  | Excess(+) | 1 | Full Conversion | INR | [40 empty] | #VALUE! | #VALUE! | #VALUE! | 2 | Construction of chamber for 100mm sluices valve | item3 | 10 | Nos
7.079 | Providing and fixing powder coated telescopic drawer channels 300 mm long with necessary screws etc. complete as per directions of Engineer- in-charge, | BI01010001010000000000000515BI0100001275 | 25 | one set | 341.55 |  |  | Excess(+) | 1 | Full Conversion | INR | [40 empty] | #VALUE! | #VALUE! | #VALUE! | 1.01 | Supplying, Conveying and fixing spls. Including eart | item1 | 123.223 | Nos
7.08 | Providing and fixing sliding arrangement in racks/ cupboards/cabinets shutter with stainless steel rollers to run inside C or E aluminium channel section (The payment of C or E channel shall be made separately) | BI01010001010000000000000515BI0100001276 | 25 | each | 16.82 |  |  | Excess(+) | 1 | Full Conversion | INR | [40 empty] | #VALUE! | #VALUE! | #VALUE! | 1.02 | Construction of chamber for 100mm sluice plates | item2 | 213 | Nos
7.081 | Providing and fixing to existing door frames. | BI01010001010000000000000515BI0100001277 | [52 empty] | 2 | Construction of chamber for 100mm sluices valve | item3 | 10 | Nos
7.082 | 24 mm thick factory made PVC door shutters made of styles cleats. The shutter frame filled and rails of a uPVC hollow section of size 59x24 mm and wall thickness 2 mm (± 0.2 mm) with inbuilt edging on both sides. The styles and rails mitred and joint at the corners by means of M.S. galvanised/ plastic brackets of size 75x220 mm having wall thickness 1.0 mm and stainless steel screws. The styles of the shutter reinforced by inserting galvanised M.S. tube of size 20x20 mm and 1 mm (± 0.1 mm) wall thickness. The lock rail made up of 'H' section, a uPVC hollow section of size 100x24 mm and 2 mm (± 0.2 mm) wall thickness, fixed to the shutter styles by means of plastic/galvanised M.S. with a uPVC multi-chambered single panel of size not less than 620 mm, having over all thickness of 20 mm and 1 mm (± 0.1 mm) wall thickness. The panels filled vertically and tie bar at two places by inserting horizontally 6 mm galvanised M.S. rod and fastened with nuts and washers, complete as per manufacturer's specification and direction of Engineer- in-charge. (For W.C. and bathroom door shutter). | BI01010001010000000000000515BI0100001278 | 10 | sqm | 2448.46 |  |  | Excess(+) | 1 | Full Conversion | INR | [40 empty] | #VALUE! | #VALUE! | #VALUE! | 1.01 | Supplying, Conveying and fixing spls. Including eart | item1 | 123.223 | Nos
7.083 | Providing and fixing factory made P.V.C. door frame of size 50x47 mm with a wall thickness of 5 mm, made out of extruded 5 mm rigid PVC foam sheet, mitred at corners and joined with 2 Nos of 150 mm long brackets of 15x15 mm M.S. square tube, the vertical door frame profiles to be reinforced with 19x19 mm M.S. square tube of 19 gauge, EPDM rubber gasket weather seal to be provided through out the frame. The door frame to be fixed to the wall using M.S. screws of 65/100 mm size, complete as per manufacturer's specification and direction of Engineer- in-Charge. | BI01010001010000000000000515BI0100001279 | 10 | metre | 406.28 |  |  | Excess(+) | 1 | Full Conversion | INR | [40 empty] | #VALUE! | #VALUE! | #VALUE! | 1.02 | Construction of chamber for 100mm sluice plates | item2 | 213 | Nos
7.084 | Providing and fixing factory made PVC door shutter made of solid foam PVC profiles of thikness 5 mm and 15 mm at edges integrally extruded for vertical style and horizontal (top/ bottom/ lock) rails of minimum cross section of 70mmx 28mnn, of shape and design as per manufacturer's specifications having homogenous fine cellular structure and smooth integral outer skin, inserted with G.I. 'C' section/ rectangular tube profile of minimum 0.30 mm thickness with 120 gsm coating as stifeners as per manufacturer's specifications Mitred cut joints for styles and rails provided with telescopic polymeric I' corners are jointed together using solvent adhesive and strenghtened with fully threaded stainless steel screws (of required size) through reinforced stifener with paneling of specified solid foam PVC board/ high pressure laminate of required thickness and of approved design and shade (matching the styles and rails), secured within styles and rails with specially designed solid foam PVC moulded beadings of required size using PVC solvent adhesive/ cement. The finished door shutter including SS hardware, 1 no. ss sliding bolt 200 x 10mm, 1 no. SS tower bolt 200 x 10 mm and 2 nos. SS handles 125mm, shall be fixed to frame with 3 nos. stainless steel hinges of minimum size 100x58x1.9 mm and stainless steel screws of required size complete as per direction of the Engineer-in-Charge. (Cost of above hardware is inclusive in rates) | BI01010001010000000000000515BI0100001280 | [52 empty] | 2 | Construction of chamber for 100mm sluices valve | item3 | 10 | Nos
7.085 | 5 mm thick solid foam PVC panel of required size with moulded/ extruded beading of appropriate design shape and size as per manufacturer's specifications ( to secure the panel insert tight in place within the style and rails of shutter) matching the colour and shade of shutter frame. Non decorative type. | BI01010001010000000000000515BI0100001281 | 5 | sqm | 3095.73 |  |  | Excess(+) | 1 | Full Conversion | INR | [40 empty] | #VALUE! | #VALUE! | #VALUE! | 3 | Supplying, Conveying and fixing spls. Including ea | item4 | 10 | Nos
7.086 | Providing & Fixing decorative high pressure laminated sheet of plain / wood grain in gloss / matt/ suede finish with high density protective surface layer and reverse side of adhesive bonding quality conforming to IS : 2046 Type S, including cost of adhesive of approved quality. | BI01010001010000000000000515BI0100001282 | [52 empty] | 1.01 | Supplying, Conveying and fixing spls. Including eart | item1 | 123.223 | Nos
7.087 | 1.0 mm thick | BI01010001010000000000000515BI0100001283 | 10 | sqm | 739.91 |  |  | Excess(+) | 1 | Full Conversion | INR | [40 empty] | #VALUE! | #VALUE! | #VALUE! | 1.02 | Construction of chamber for 100mm sluice plates | item2 | 213 | Nos
7.088 | Providing and fixing factory made shutters of Pre-laminated particle board flat pressed three layer or graded wood particle board with one side decorative finish and other side balancing lamination conforming to IS: 12823 Grade I Type II, of approved design, and edges sealed with water resistant paint and lipped with aluminium 1..r type edge beading all- round the shutter, including fixing with angle cleat, grip strip, cadmium plated steel screws, including fixing of aluminium hinges 100x63x4 mm etc. complete as per architectural drawing and direction of Engineer-in- Charge (Cost of `U' beading and hinges will be paid for separately). | BI01010001010000000000000515BI0100001284 | [52 empty] | 2 | Construction of chamber for 100mm sluices valve | item3 | 10 | Nos
7.089 | 25 mm thick | BI01010001010000000000000515BI0100001285 | 5 | sqm | 1485.61 |  |  | Excess(+) | 1 | Full Conversion | INR | [40 empty] | #VALUE! | #VALUE! | #VALUE! | 3 | Supplying, Conveying and fixing spls. Including ea | item4 | 10 | Nos
7.09 | Providing and fixing aluminum U beading of required size to Pre- laminated/flush door shutter, including fixing etc. complete as per direction of Engineer-in-charge. | BI01010001010000000000000515BI0100001286 | 10 | kg | 491.58 |  |  | Excess(+) | 1 | Full Conversion | INR | [40 empty] | #VALUE! | #VALUE! | #VALUE! | 1.01 | Supplying, Conveying and fixing spls. Including eart | item1 | 123.223 | Nos
7.091 | Providing and fixing, in position concealed G.I. section for wall paneling using board of required thickness fixed on the 'W' profile (0.55 mm thick) having a knurled web of 51.55 mm and two flanges of 26 mm each with lips of 10.55 mm, placed @ 610 mm C/C in perimeter channel having one flange of 20 mm and another flange of 30 mm with thickness of 0.55 mm and web of length 27 mm. Perimeter channel is fixed on the floor and the ceiling with the nylon sleeves @ 610 mm C/C with fully threaded self-tapping dry wall screws. Board is fixed to the 'W' profile with 25 mm countersunk ribbed head screws @ 200 mm C/C., all complete as per the drawing & directions of engineer-in-charge, the joints of the boards are finished with specially formulated jointing compound and 48 mm wide jointing tape to provide seamless finish. | BI01010001010000000000000515BI0100001287 | [52 empty] | 1.02 | Construction of chamber for 100mm sluice plates | item2 | 213 | Nos
7.092 | Plain Gypsum plaster board conforming to IS: 2095 Part -1:2011 (Board with BIS certification marks) | BI01010001010000000000000515BI0100001288 | [52 empty] | 2 | Construction of chamber for 100mm sluices valve | item3 | 10 | Nos
7.093 | 12.5 mm thick | BI01010001010000000000000515BI0100001289 | 10 | sqm | 1079.28 |  |  | Excess(+) | 1 | Full Conversion | INR | [40 empty] | #VALUE! | #VALUE! | #VALUE! | 1.01 | Supplying, Conveying and fixing spls. Including eart | item1 | 123.223 | Nos
7.094 | Providing and fixing wire gauge shutters using stainless steel grade 304 wire gauge with wire of dia 0.5 mm and average width of aperture 1.4 mm in both directions for doors, windows and clerestory windows with necessary screws: | BI01010001010000000000000515BI0100001290 | [52 empty] | 1.02 | Construction of chamber for 100mm sluice plates | item2 | 213 | Nos
7.095 | 35 mm thick shutters | BI01010001010000000000000515BI0100001291 | [52 empty] | 2 | Construction of chamber for 100mm sluices valve | item3 | 10 | Nos
7.096 | with ISI marked M.S. pressed butt hinges bright finished of required size | BI01010001010000000000000515BI0100001292 | [52 empty] | 1.01 | Supplying, Conveying and fixing spls. Including eart | item1 | 123.223 | Nos
7.097 | Second class teak wood | BI01010001010000000000000515BI0100001293 | 5 | sqm | 4142.94 |  |  | Excess(+) | 1 | Full Conversion | INR | [40 empty] | #VALUE! | #VALUE! | #VALUE! | 1.02 | Construction of chamber for 100mm sluice plates | item2 | 213 | Nos
7.098 | Providing and fixing fly proof stainless steel grade 304 wire gauge, to windows and clerestory windows using wire gauge with average width of aperture 1.4 mm in both directions with wire of dia. 0.50 mm all complete. | BI01010001010000000000000515BI0100001294 | [52 empty] | 2 | Construction of chamber for 100mm sluices valve | item3 | 10 | Nos
7.099 | With 12 mm mild steel U beading | BI01010001010000000000000515BI0100001295 | 10 | sqm | 1012.61 |  |  | Excess(+) | 1 | Full Conversion | INR | [40 empty] | #VALUE! | #VALUE! | #VALUE! | 3 | Supplying, Conveying and fixing spls. Including ea | item4 | 10 | Nos
7.1 | Providing and fixing plain lining with necessary screws/nuts & bolts/ nails, including a coat of approved primer on one face, and fixed on wooden /steel frame work, complete as per direction of Engineer-in- charge (Frame work shall be paid for separately). | BI01010001010000000000000515BI0100001296 | [52 empty] | 1.01 | Supplying, Conveying and fixing spls. Including eart | item1 | 123.223 | Nos
7.101 | 12 mm thick commercial ply conforming to IS : 1328 BWR type | BI01010001010000000000000515BI0100001297 | 10 | sqm | 1009.85 |  |  | Excess(+) | 1 | Full Conversion | INR | [40 empty] | #VALUE! | #VALUE! | #VALUE! | 1.02 | Construction of chamber for 100mm sluice plates | item2 | 213 | Nos
7.102 | Providing and fixing PVC Door Frame of size 50x47 mm with a wall thickness of 5 mm (± 0.2 mm), made out of single piece extruded PVC profile, with mitred cut joints and joint with 2 nos of PVC bracket of size 190 mm x 100 mm long arms of cross section size 35 x 15 mm & self driven self taping screws, the vertical door profiles to be reinforced with 40x20 mm M.S. rectangular tube of 0.8 mm, including providing EPDM rubber gasket weather seal throughout the frame, including jointing 5 mm PVC frame strip with PVC solvent cement on the back of the profile. The door frame to be fixed to the wall using 8 x100 mm long anchor fasteners complete, all as per manufacturer's specification and direction of Engineer -in- charge. | BI01010001010000000000000515BI0100001298 | 25 | metre | 472.87 |  |  | Excess(+) | 1 | Full Conversion | INR | [40 empty] | #VALUE! | #VALUE! | #VALUE! | 1.01 | Supplying, Conveying and fixing spls. Including eart | item1 | 123.223 | Nos
7.103 | 35 mm thick factory made Solid panel PVC Door shutter, made out of single piece extruded soild PVC profiles, 5 mm (± 0.2 mm) thick, having styles & rails (except lock rail) of size 95 mmx 35 mm x 5 mm, out of which 75 mm shall be flat and 20 mm shall be tapered (on both side), having one side thickness of 15 mm integrally extruded on the hinge side of the profile for better screw holding power, including reinforcing with MS tube of size 40 mm X 20 mm x 1 mm, joints of styles & rails to be mitered cut & joint with the help of PVC solvent cement, self driven self tapping screws & M.S. rectangular pipes bracket of size 190 mm X 100 mm of cross section size 35 mm x 17 mm x 1 mm at each corner. Single piece extruded 5 mm thick solid PVC Lock rail of size 115 mm x 35 mm, out of which 75 mm to be flat and 20 mm to be tapered at both ends, having 15 mm solid core in middle of rail section integrally extruded, fixing the styles & rails with the help of solvent and self driven self tapping screws of 125 mm x 11 mm, including providing 5 mm Single piece solid PVC extruded sheet inserted in the door as panel, all complete as per manufacturer's specification and direction of Engineer-in-charge. | BI01010001010000000000000515BI0100001299 | [52 empty] | 1.02 | Construction of chamber for 100mm sluice plates | item2 | 213 | Nos
7.104 | Non decorative finish (matt finish) | BI01010001010000000000000515BI0100001300 | 20 | sqm | 3296.32 |  |  | Excess(+) | 1 | Full Conversion | INR | [40 empty] | #VALUE! | #VALUE! | #VALUE! | 2 | Construction of chamber for 100mm sluices valve | item3 | 10 | Nos
7.105 | Decorative finish (wood grained finish) | BI01010001010000000000000515BI0100001301 | 5 | sqm | 3886.41 |  |  | Excess(+) | 1 | Full Conversion | INR | [40 empty] | #VALUE! | #VALUE! | #VALUE! | 1.01 | Supplying, Conveying and fixing spls. Including eart | item1 | 123.223 | Nos
7.106 | Providing and fixing factory made uPVC glazed/wire mesh windows/ doors comprising of lead free uPVC multi-chambered frame, sash and mullion/coupler (where ever required) extruded profiles having minimum wall thickness of 1.70 mm for Series R1 and R2 profiles and 2.10 mm for Series R3 and R4 profiles conforming to EN: 12608 in any shape, colour and design duly reinforced with galvanized mild steel section made of required shape & size as per CPWD Specification, uPVC extruded glazing beads, interlocks and lnline sash adaptor (where ever required) of appropriate dimension, EPDM gasket, hardware, SS 304 grade fasteners of minimum 8 mm dia with countersunk head, comprising of matching polyamide PA6 grade sleeve for fixing frame to finished wall as per IS 1367 : Part 1 to 14, plastic packers, plastic caps and necessary stainless steel screws etc. Profile of frame, sash & mullion (if required) shall be mitred cut and fusion welded/mechanically jointed duly sealed at all corners, including drilling of holes for fixing hardware and drainage of water etc. After fixing frame the gap between frame and adjacent finished wall shall be filled with weather proof silicon sealant over backer rod of approved size and quality, all complete as per approved drawing conforming to CPWD specification & direction of Engineer-in-Charge. Section of steel reinforcement and cross sections of uPVC profiles to be as per design approved by Engineer-in-Charge. Wire mesh / Glazing of plain/ toughened/ laminated/ double glass unit with / without high performance coatings as per design requirements and conforming to IS: 3548 & IS: 16231 shall be paid separately. Note:- Structural design proof checked from a Government Engineering Institute, to be provided by the manufacturer for (i) Sites with basic wind speed > 45 m/sec as per IS 875 — Part 3 (ii) Sites with structure height more than 20m for all wind speeds | BI01010001010000000000000515BI0100001302 | [52 empty] | 1.02 | Construction of chamber for 100mm sluice plates | item2 | 213 | Nos
7.107 | Two track two panels sliding window with Aluminium channel for roller track, wool pile, nylon rollers with SS 304 body. | BI01010001010000000000000515BI0100001303 | [52 empty] | 1.01 | Supplying, Conveying and fixing spls. Including eart | item1 | 123.223 | Nos
7.108 | Using R2 series with frame (40 mm & above) x (40 mm & above) & sash (25 mm & above) x (50 mm & above) with zinc alloy (zamak) powder coated touch locks with hook (Height upto 1.2 metre). | BI01010001010000000000000515BI0100001304 | 2 | sqm | 6843.28 |  |  | Excess(+) | 1 | Full Conversion | INR | [40 empty] | #VALUE! | #VALUE! | #VALUE! | 1.02 | Construction of chamber for 100mm sluice plates | item2 | 213 | Nos
7.109 | Using R3 series with frame (55 mm & above) x (40 mm & above) & sash (30 mm & above) x (55 mm & above) with zinc alloy (zamak) powder coated handle on every panel along with multi-point locking system (Height upto 1.8m). | BI01010001010000000000000515BI0100001305 | 2 | sqm | 7255.91 |  |  | Excess(+) | 1 | Full Conversion | INR | [40 empty] | #VALUE! | #VALUE! | #VALUE! | 2 | Construction of chamber for 100mm sluices valve | item3 | 10 | Nos
7.11 | Using R4 series with frame (64 mm & above) x (45 mm & above) & sash (44 mm & above) x (55 mm & above) with zinc alloy (zamak) powder coated handle on every panel along with multi-point locking system (Height above 1.8m). | BI01010001010000000000000515BI0100001306 | 2 | sqm | 7939.8 |  |  | Excess(+) | 1 | Full Conversion | INR | [40 empty] | #VALUE! | #VALUE! | #VALUE! | 1.01 | Supplying, Conveying and fixing spls. Including eart | item1 | 123.223 | Nos
7.111 | Two track four panels sliding windows with Aluminium channel for roller track, wool pile, zinc alloy (zamak) powder coated handle on three panels along with multi-point locking system, nylon rollers with SS 304 body. | BI01010001010000000000000515BI0100001307 | [52 empty] | 1.02 | Construction of chamber for 100mm sluice plates | item2 | 213 | Nos
7.112 | Using R3 series with frame (55 mm & above) x (40 mm & above) & sash (30 mm & above) x (55 mm & above) (Height upto 1.8m). | BI01010001010000000000000515BI0100001308 | 2 | sqm | 6481.69 |  |  | Excess(+) | 1 | Full Conversion | INR | [40 empty] | #VALUE! | #VALUE! | #VALUE! | 2 | Construction of chamber for 100mm sluices valve | item3 | 10 | Nos
7.113 | Using R4 series with frame (64 mm & above) x (45 mm & above) & sash (44 mm & above) x (55 mm & above) (Height above 1.8m). | BI01010001010000000000000515BI0100001309 | 2 | sqm | 7074.75 |  |  | Excess(+) | 1 | Full Conversion | INR | [40 empty] | #VALUE! | #VALUE! | #VALUE! | 3 | Supplying, Conveying and fixing spls. Including ea | item4 | 10 | Nos
7.114 | Fixed window/ ventilator without mullion /transom. | BI01010001010000000000000515BI0100001310 | [52 empty] | 1.01 | Supplying, Conveying and fixing spls. Including eart | item1 | 123.223 | Nos
7.115 | Using R1 series with frame (33 mm & above) x (35 mm & above). (Height upto 0.90 metre) | BI01010001010000000000000515BI0100001311 | 2 | sqm | 6800.73 |  |  | Excess(+) | 1 | Full Conversion | INR | [40 empty] | #VALUE! | #VALUE! | #VALUE! | 1.02 | Construction of chamber for 100mm sluice plates | item2 | 213 | Nos
7.116 | Using R2 series with frame (39 mm & above) x (39 mm & above). (Height upto 1.2 metre) | BI01010001010000000000000515BI0100001312 | 2 | sqm | 6641.99 |  |  | Excess(+) | 1 | Full Conversion | INR | [40 empty] | #VALUE! | #VALUE! | #VALUE! | 2 | Construction of chamber for 100mm sluices valve | item3 | 10 | Nos
7.117 | Using R3 series with frame (55 mm & above) x (45 mm & above). (Height upto 2.5 metre) | BI01010001010000000000000515BI0100001313 | 2 | sqm | 5838.25 |  |  | Excess(+) | 1 | Full Conversion | INR | [40 empty] | #VALUE! | #VALUE! | #VALUE! | 3 | Supplying, Conveying and fixing spls. Including ea | item4 | 10 | Nos
7.118 | Fixed window/ ventilator with mullion /transom. | BI01010001010000000000000515BI0100001314 | [52 empty] | 2 | Construction of chamber for 100mm sluices valve | item3 | 10 | Nos
7.119 | Using R1 series with frame (33 mm & above) x (35 mm & above) & mullion (33 mm & above) x (50 mm & above). (Height upto 0.90 metre) | BI01010001010000000000000515BI0100001315 | 2 | sqm | 7549.43 |  |  | Excess(+) | 1 | Full Conversion | INR | [40 empty] | #VALUE! | #VALUE! | #VALUE! | 3 | Supplying, Conveying and fixing spls. Including ea | item4 | 10 | Nos
7.12 | Using R2 series with frame (39 mm & above) x (39 mm & above) & mullion (39 mm & above) x (60 mm & above). (Height upto 1.2 metre) | BI01010001010000000000000515BI0100001316 | 2 | sqm | 7228 |  |  | Excess(+) | 1 | Full Conversion | INR | [40 empty] | #VALUE! | #VALUE! | #VALUE! | 1.01 | Supplying, Conveying and fixing spls. Including eart | item1 | 123.223 | Nos
7.121 | Using R3 series with frame (55 mm & above) x (45 mm & above) & mullion (55 mm & above) x (65 mm & above). (Height upto 2.5 metre) | BI01010001010000000000000515BI0100001317 | 2 | sqm | 6454.81 |  |  | Excess(+) | 1 | Full Conversion | INR | [40 empty] | #VALUE! | #VALUE! | #VALUE! | 1.02 | Construction of chamber for 100mm sluice plates | item2 | 213 | Nos
7.122 | Casement window double panels with fixed mullion with S.S. 304 friction hinges as per size and weight of sash, multi-point locking system, zinc alloy (zamak) powder coated handles. | BI01010001010000000000000515BI0100001318 | [52 empty] | 2 | Construction of chamber for 100mm sluices valve | item3 | 10 | Nos
7.123 | Using R2 series with frame (39 mm & above) x (39 mm & above) & sash (39 mm & above) x (60 mm & above) & mullion (39 mm & above) x (60 mm & above). (Height upto 1.2 metre). | BI01010001010000000000000515BI0100001319 | 2 | sqm | 10784.77 |  |  | Excess(+) | 1 | Full Conversion | INR | [40 empty] | #VALUE! | #VALUE! | #VALUE! | 3 | Supplying, Conveying and fixing spls. Including ea | item4 | 10 | Nos
7.124 | Using R3 series with frame (55 mm & above) x (45 mm & above) & sash (55 mm & above) x (65 mm & above) & mullion (55 mm & above) x (65 mm & above). (Height upto 1.8 metre). | BI01010001010000000000000515BI0100001320 | 2 | sqm | 10285.27 |  |  | Excess(+) | 1 | Full Conversion | INR | [40 empty] | #VALUE! | #VALUE! | #VALUE! | 1.01 | Supplying, Conveying and fixing spls. Including eart | item1 | 123.223 | Nos
7.125 | Using R4 series with frame (64 mm & above) x (50 mm & above) & sash (64 mm & above) x (70 mm & above) & mullion (64 mm & above) x (70 mm & above). (Height above 1.8 metre). | BI01010001010000000000000515BI0100001321 | 2 | sqm | 11113.3 |  |  | Excess(+) | 1 | Full Conversion | INR | [40 empty] | #VALUE! | #VALUE! | #VALUE! | 1.02 | Construction of chamber for 100mm sluice plates | item2 | 213 | Nos
7.126 | Casement cum fixed panel window having one single casement panel & one fixed panel with S.S 304 friction hinges as per size and weight of sash, multi-point locking system, zinc alloy (zamak) powder coated handles. | BI01010001010000000000000515BI0100001322 | [52 empty] | 2 | Construction of chamber for 100mm sluices valve | item3 | 10 | Nos
7.127 | Using R2 series with frame (39 mm & above) x (39 mm & above) & sash (39 mm & above) x (60 mm & above) & mullion (39 mm & above) x (60 mm & above). (Height upto 1.2 metre; each openable shutter upto 0.8m width) | BI01010001010000000000000515BI0100001323 | 2 | sqm | 8138.98 |  |  | Excess(+) | 1 | Full Conversion | INR | [40 empty] | #VALUE! | #VALUE! | #VALUE! | 1.01 | Supplying, Conveying and fixing spls. Including eart | item1 | 123.223 | Nos
7.128 | Using R3 series with frame (55 mm & above) x (45 mm & above) & sash (55 mm & above) x (65 mm & above) & mullion (55 mm & above) x (65 mm & above). (Height upto 1.8 metre; each openable shutter upto 0.8m width) | BI01010001010000000000000515BI0100001324 | 2 | sqm | 7675.43 |  |  | Excess(+) | 1 | Full Conversion | INR | [40 empty] | #VALUE! | #VALUE! | #VALUE! | 1.02 | Construction of chamber for 100mm sluice plates | item2 | 213 | Nos
7.129 | Casement door single panel with zinc alloy (zamak) 3D hinges, multi-point locking system with cylinder, zinc alloy (zamak) powder coated handles on both sides. | BI01010001010000000000000515BI0100001325 | [52 empty] | 2 | Construction of chamber for 100mm sluices valve | item3 | 10 | Nos
7.13 | Using R3 series with frame (55 mm & above) x (50 mm & above) & sash (55 mm & above) x (85 mm & above) (Height upto 2.5 metre). | BI01010001010000000000000515BI0100001326 | 2 | sqm | 10304.32 |  |  | Excess(+) | 1 | Full Conversion | INR | [40 empty] | #VALUE! | #VALUE! | #VALUE! | 1.01 | Supplying, Conveying and fixing spls. Including eart | item1 | 123.223 | Nos
7.131 | Using R4 series with frame (64 mm & above) x (55 mm & above) & sash (64 mm & above) x (100 mm & above). (Height above 2.5 metre). | BI01010001010000000000000515BI0100001327 | 2 | sqm | 10269.97 |  |  | Excess(+) | 1 | Full Conversion | INR | [40 empty] | #VALUE! | #VALUE! | #VALUE! | 1.02 | Construction of chamber for 100mm sluice plates | item2 | 213 | Nos
7.132 | Casement door double panel with French (False) Mullion with zinc alloy (zamak) 3D hinges, multi-point locking system with cylinder, zinc alloy (zamak) powder coated handles on both sides. | BI01010001010000000000000515BI0100001328 | [52 empty] | 2 | Construction of chamber for 100mm sluices valve | item3 | 10 | Nos
7.133 | Using R3 series with frame (55 mm & above) x (50 mm & above) & sash (55 mm & above) x (85 mm & above) & French (False) mullion (55 mm & above) x (60 mm & above). (Height upto 2.5 metre). | BI01010001010000000000000515BI0100001329 | 2 | sqm | 9815.9 |  |  | Excess(+) | 1 | Full Conversion | INR | [40 empty] | #VALUE! | #VALUE! | #VALUE! | 3 | Supplying, Conveying and fixing spls. Including ea | item4 | 10 | Nos
7.134 | Using R4 series with frame (64 mm & above) x (55 mm & above) & sash (64 mm & above) x (100 mm & above) & French (False) mullion (64 mm & above) x (60 mm & above). (Height above 2.5 metre). | BI01010001010000000000000515BI0100001330 | 2 | sqm | 9745.98 |  |  | Excess(+) | 1 | Full Conversion | INR | [40 empty] | #VALUE! | #VALUE! | #VALUE! | 1.01 | Supplying, Conveying and fixing spls. Including eart | item1 | 123.223 | Nos
7.135 | Providing and fixing stainless steel (SS-304 grade) friction hinges to the side/top hung uPVC windows, of approved quality, with necessary stainless steel screws etc. as per direction of Engineer-in-charge. | BI01010001010000000000000515BI0100001331 | [52 empty] | 1.02 | Construction of chamber for 100mm sluice plates | item2 | 213 | Nos
7.136 | 300 x 19 x 1.9 mm | BI01010001010000000000000515BI0100001332 | 2 | each | 378.94 |  |  | Excess(+) | 1 | Full Conversion | INR | [40 empty] | #VALUE! | #VALUE! | #VALUE! | 2 | Construction of chamber for 100mm sluices valve | item3 | 10 | Nos
7.137 | 350 x 19 x 1.9 mm | BI01010001010000000000000515BI0100001333 | 5 | each | 515.04 |  |  | Excess(+) | 1 | Full Conversion | INR | [40 empty] | #VALUE! | #VALUE! | #VALUE! | 3 | Supplying, Conveying and fixing spls. Including ea | item4 | 10 | Nos
7.138 | Providing and fixing casement handle made of zinc alloyed (white powder coated) for uPVC casement window with necessary screws etc. complete. | BI01010001010000000000000515BI0100001334 | 5 | each | 190.52 |  |  | Excess(+) | 1 | Full Conversion | INR | [40 empty] | #VALUE! | #VALUE! | #VALUE! | 1.01 | Supplying, Conveying and fixing spls. Including eart | item1 | 123.223 | Nos
7.139 | Providing and fixing steel roller for uPVC sliding window with necessary screws etc. complete. | BI01010001010000000000000515BI0100001335 | 5 | each | 95.48 |  |  | Excess(+) | 1 | Full Conversion | INR | [40 empty] | #VALUE! | #VALUE! | #VALUE! | 1.02 | Construction of chamber for 100mm sluice plates | item2 | 213 | Nos
7.14 | Providing and fixing steel roller for uPVC sliding door with necessary screws etc. complete. | BI01010001010000000000000515BI0100001336 | 5 | each | 152.96 |  |  | Excess(+) | 1 | Full Conversion | INR | [40 empty] | #VALUE! | #VALUE! | #VALUE! | 2 | Construction of chamber for 100mm sluices valve | item3 | 10 | Nos
7.141 | Providing and fixing steel (white power coated) crescent lock for uPVC sliding window/ door with necessary screws etc. complete. | BI01010001010000000000000515BI0100001337 | 5 | each | 163.51 |  |  | Excess(+) | 1 | Full Conversion | INR | [40 empty] | #VALUE! | #VALUE! | #VALUE! | 1.01 | Supplying, Conveying and fixing spls. Including eart | item1 | 123.223 | Nos
7.142 | Providing and fixing frame work for partitions/ wall lining etc. made of 50x50x1.6 mm hollow MS tube, placed along the walls, ceiling and floor in a grid pattern with spacing @ 60 cm centre to centre both ways (vertically & horizontally) or at required spacing near opening, with necessary welding at junctions and fixing the frame to wall/ ceiling/ floors with steel dash fasteners of 8 mm dia, 75 mm long bolt, including making provision for opening for doors, windows, electrical conduits, switch boards etc., including providing with two coats of approved steel primer etc. complete, all as per direction of Engineer-in-charge. | BI01010001010000000000000515BI0100001338 | 50 | kg | 137.54 |  |  | Excess(+) | 1 | Full Conversion | INR | [40 empty] | #VALUE! | #VALUE! | #VALUE! | 1.02 | Construction of chamber for 100mm sluice plates | item2 | 213 | Nos
7.143 | Providing and fixing panelling or paneling and glazing in panelled or panelled and glazed shutters for doors, windows and clerestory windows (area of opening for panel inserts excluding portion inside grooves or rebated to be measured). Panelling for panelled and glazed shutters 25 mm to 40 mm thick: Pre-laminated with decorative lamination on both side exterior Grade - I MDF Board 12 mm thick conforming to IS:14587 | BI01010001010000000000000515BI0100001339 | 5 | sqm | 1613.67 |  |  | Excess(+) | 1 | Full Conversion | INR | [40 empty] | #VALUE! | #VALUE! | #VALUE! | 2 | Construction of chamber for 100mm sluices valve | item3 | 10 | Nos
7.144 | Providing and fixing bright /matt finished Stainless Steel handles of approved quality & make with necessary screws etc all complete. | BI01010001010000000000000515BI0100001340 | [52 empty] | 1.01 | Supplying, Conveying and fixing spls. Including eart | item1 | 123.223 | Nos
7.145 | 125 mm | BI01010001010000000000000515BI0100001341 | 5 | each | 98.29 |  |  | Excess(+) | 1 | Full Conversion | INR | [40 empty] | #VALUE! | #VALUE! | #VALUE! | 1.02 | Construction of chamber for 100mm sluice plates | item2 | 213 | Nos
7.146 | 100mm | BI01010001010000000000000515BI0100001342 | 5 | each | 74.58 |  |  | Excess(+) | 1 | Full Conversion | INR | [40 empty] | #VALUE! | #VALUE! | #VALUE! | 2 | Construction of chamber for 100mm sluices valve | item3 | 10 | Nos
7.147 | Providing and fixing stainless steel fancy handle of approved make fixed with SS screws etc. complete as per direction of Engineer-in-charge. | BI01010001010000000000000515BI0100001343 | [52 empty] | 3 | Supplying, Conveying and fixing spls. Including ea | item4 | 10 | Nos
7.148 | 200 mm | BI01010001010000000000000515BI0100001344 | 5 | each | 153.91 |  |  | Excess(+) | 1 | Full Conversion | INR | [40 empty] | #VALUE! | #VALUE! | #VALUE! | 1.01 | Supplying, Conveying and fixing spls. Including eart | item1 | 123.223 | Nos
7.149 | Providing and fixing stainless steel sof closing spring hinges at 0 degree hinges (hydraulic type) of approved make/brand to cupboard shutters with full threaded steel screws including making necessary recess in board and finished etc. complete as per direction of Engineer-in-charge. | BI01010001010000000000000515BI0100001345 | 5 | each | 224.29 |  |  | Excess(+) | 1 | Full Conversion | INR | [40 empty] | #VALUE! | #VALUE! | #VALUE! | 1.02 | Construction of chamber for 100mm sluice plates | item2 | 213 | Nos
7.15 | Providing and fixing stainless steel soft closing heavy type telescopic drawer channels of approved make 500 mm long with screws etc. complete as per direction of Engineer- in-charge, | BI01010001010000000000000515BI0100001346 | 5 | one set | 729.85 |  |  | Excess(+) | 1 | Full Conversion | INR | [40 empty] | #VALUE! | #VALUE! | #VALUE! | 2 | Construction of chamber for 100mm sluices valve | item3 | 10 | Nos
7.151 | Providing and fixing ready made 304 grade stainless steel Modular kitchen basket and accessories such as right angle basket (Plain Cup & Saucer, plant, Partition, Bottle rack, Thali, Cutlery) kitchen utensil basket, Dinner set basket, kitchen grain basket, Multipurpose basket as per site requirement including finishing (wherever required) and fittings. The same shall be fixed with necessary stainless steel nuts & bolts, Stainless Steel screws & telescopic channel etc. as per direction of Engineer-in- charge. (For payment purpose only weight of Stainless steel basket shall be considered excluding weight of all fixing accessories such as nuts, bolts, fasteners telescopic basket channels etc. Payment of providing and fixing telescopic channel shall be paid separately) | BI01010001010000000000000515BI0100001347 | 5 | kg | 439.72 |  |  | Excess(+) | 1 | Full Conversion | INR | [40 empty] | #VALUE! | #VALUE! | #VALUE! | 3 | Supplying, Conveying and fixing spls. Including ea | item4 | 10 | Nos
7.152 | Providing and fixing 2 mm thick 16 to 19 mm wide PVC edge binding tape of approved quality for cupboard/wardrobe shutters including necessary synthetic resin hot pressed to edges on binding machine etc. complete as per direction of Engineer- in-charge. | BI01010001010000000000000515BI0100001348 | 5 | metre | 36.11 |  |  | Excess(+) | 1 | Full Conversion | INR | [40 empty] | #VALUE! | #VALUE! | #VALUE! | 1.01 | Supplying, Conveying and fixing spls. Including eart | item1 | 123.223 | Nos
8 | STEEL WORK | BI01010001010000000000000515BI0100001349 | [52 empty] | 1.02 | Construction of chamber for 100mm sluice plates | item2 | 213 | Nos
8.01 | Structural steel work in single section, fixed with or without connecting plate, including cutting, hoisting, fixing in position and applying a priming coat of approved steel primer all complete. | BI01010001010000000000000515BI0100001350 | 25 | kg | 96.76 |  |  | Excess(+) | 1 | Full Conversion | INR | [40 empty] | #VALUE! | #VALUE! | #VALUE! | 2 | Construction of chamber for 100mm sluices valve | item3 | 10 | Nos
8.02 | Structural steel work riveted, bolted or welded in built up sections, trusses and framed work, including cutting, hoisting, fixing in position and applying a priming coat of approved steel primer all complete. | BI01010001010000000000000515BI0100001351 | 25 | kg | 110.24 |  |  | Excess(+) | 1 | Full Conversion | INR | [40 empty] | #VALUE! | #VALUE! | #VALUE! | 1.01 | Supplying, Conveying and fixing spls. Including eart | item1 | 123.223 | Nos
8.03 | Providing and fixing in position collapsible steel shutters with vertical channels 20x10x2 mm and braced with flat iron diagonals 20x5 mm size, with top and bottom rail of T-iron 40x40x6 mm, with 40 mm dia steel pulleys, complete with bolts, nuts, locking arrangement, stoppers, handles, including applying a priming coat of approved steel primer. | BI01010001010000000000000515BI0100001352 | 15 | sqm | 9433.16 |  |  | Excess(+) | 1 | Full Conversion | INR | [40 empty] | #VALUE! | #VALUE! | #VALUE! | 1.02 | Construction of chamber for 100mm sluice plates | item2 | 213 | Nos
8.04 | Providing and fixing 1 mm thick M.S. sheet sliding-shutters, with frame and diagonal braces of 40x40x6 mm angle iron, 3 mm M.S. gusset plates at the junctions and corners, 25 mm dia pulley, 40x40x6 mm angle and 1- iron guide at the top and bottom respectively, including applying a priming coat of approved steel primer | BI01010001010000000000000515BI0100001353 | 10 | sqm | 5414.52 |  |  | Excess(+) | 1 | Full Conversion | INR | [40 empty] | #VALUE! | #VALUE! | #VALUE! | 2 | Construction of chamber for 100mm sluices valve | item3 | 10 | Nos
8.05 | Providing and fixing 1 mm thick M.S. sheet door with frame of 40x40x6 mm angle iron and 3 mm M.S. gusset plates at the junctions and corners, all necessary fittings complete, including applying a priming coat of approved steel primer. | BI01010001010000000000000515BI0100001354 | [52 empty] | 1.01 | Supplying, Conveying and fixing spls. Including eart | item1 | 123.223 | Nos
8.06 | Using M.S. angels 40x40x6 mm for diagonal braces | BI01010001010000000000000515BI0100001355 | 10 | sqm | 4786.3 |  |  | Excess(+) | 1 | Full Conversion | INR | [40 empty] | #VALUE! | #VALUE! | #VALUE! | 1.02 | Construction of chamber for 100mm sluice plates | item2 | 213 | Nos
8.07 | Supplying and fixing rolling shutters of approved make, made of required size M.S. laths, interlocked together through their entire length and jointed together at the end by end locks, mounted on specially designed pipe shaft with brackets, side guides and arrangements for inside and outside locking with push and pull operation complete, including the cost of providing and fixing necessary 27.5 cm long wire springs manufactured from high tensile steel wire of adequate strength conforming to IS: 4454 - part 1 and M.S. top cover of required thickness for rolling shutters. | BI01010001010000000000000515BI0100001356 | [52 empty] | 2 | Construction of chamber for 100mm sluices valve | item3 | 10 | Nos
8.08 | 80x1.25 mm M.S. laths with 1.25 mm thick top cover | BI01010001010000000000000515BI0100001357 | 10 | sqm | 3012.45 |  |  | Excess(+) | 1 | Full Conversion | INR | [40 empty] | #VALUE! | #VALUE! | #VALUE! | 3 | Supplying, Conveying and fixing spls. Including ea | item4 | 10 | Nos
8.09 | Providing and fixing ball bearing for rolling shutters. | BI01010001010000000000000515BI0100001358 | 10 | each | 405.99 |  |  | Excess(+) | 1 | Full Conversion | INR | [40 empty] | #VALUE! | #VALUE! | #VALUE! | 1.01 | Supplying, Conveying and fixing spls. Including eart | item1 | 123.223 | Nos
8.1 | Extra for providing mechanical device chain and crank operation for operating rolling shutters. | BI01010001010000000000000515BI0100001359 | [52 empty] | 1.02 | Construction of chamber for 100mm sluice plates | item2 | 213 | Nos
8.11 | Exceeding 10.00 sqm and upto 16.80 sqm in the area | BI01010001010000000000000515BI0100001360 | 10 | sqm | 1056.6 |  |  | Excess(+) | 1 | Full Conversion | INR | [40 empty] | #VALUE! | #VALUE! | #VALUE! | 3 | Supplying, Conveying and fixing spls. Including ea | item4 | 10 | Nos
8.12 | Providing and fixing factory made ISI marked steel glazed doors, windows and ventilators, side /top /centre hung, with beading and all members such as F7D,F4B, K11 B and K12 B etc. complete of standard rolled steel sections, joints mitred and flash butt welded and sash bars tenoned and riveted, including providing and fixing of hinges, pivots, priming coat of approved steel primer, but excluding the cost of other fittings,glass panes complete all as per approved design, (sectional weight of only steel members shall be measured for payment). | BI01010001010000000000000515BI0100001361 | [52 empty] | 1.01 | Supplying, Conveying and fixing spls. Including eart | item1 | 123.223 | Nos
8.13 | Fixing with 15x3 mm lugs 10 cm long embedded in cement concrete block 15x10x10 cm of C.C. 1:3:6 (1 Cement : 3 coarse sand : 6 graded stone aggregate 20 mm nominal size) | BI01010001010000000000000515BI0100001362 | 10 | kg | 108.06 |  |  | Excess(+) | 1 | Full Conversion | INR | [40 empty] | #VALUE! | #VALUE! | #VALUE! | 1.02 | Construction of chamber for 100mm sluice plates | item2 | 213 | Nos
8.14 | Providing and fixing T-iron frames for doors, windows and ventilators of mild steel Tee-sections, joints mitred and welded, including fixing of necessary butt hinges and screws and applying a priming coat of approved steel primer. | BI01010001010000000000000515BI0100001363 | [52 empty] | 2 | Construction of chamber for 100mm sluices valve | item3 | 10 | Nos
8.15 | Fixing with 15x3 mm lugs 10 cm long embedded in cement concrete block 15x10x10 cm of C.C. 1:3:6 (1 Cement : 3 coarse sand : 6 graded stone aggregate 20 mm nominal size). | BI01010001010000000000000515BI0100001364 | 10 | kg | 116.84 |  |  | Excess(+) | 1 | Full Conversion | INR | [40 empty] | #VALUE! | #VALUE! | #VALUE! | 3 | Supplying, Conveying and fixing spls. Including ea | item4 | 10 | Nos
8.16 | Providing and fixing pressed steel door frames conforming to IS: 4351, manufactured from commercial mild steel sheet of 1.60 mm thickness, including hinges, jamb, lock jamb, bead and if required angle threshold of mild steel angle of section 50x25 mm, or base ties of 1.60 mm, pressed mild steel welded or rigidly fixed together by mechanical means, including M.S. pressed butt hinges 2.5 mm thick with mortar guards, lock strike- plate and shock absorbers as specified and applying a coat of approved steel primer after pre-treatment of the surface as directed by Engineer- in-charge: | BI01010001010000000000000515BI0100001365 | [52 empty] | 1.01 | Supplying, Conveying and fixing spls. Including eart | item1 | 123.223 | Nos
8.17 | Profile B | BI01010001010000000000000515BI0100001366 | [52 empty] | 1.02 | Construction of chamber for 100mm sluice plates | item2 | 213 | Nos
8.18 | Fixing with adjustable lugs with split end tail to each jamb | BI01010001010000000000000515BI0100001367 | 15 | metre | 480.99 |  |  | Excess(+) | 1 | Full Conversion | INR | [40 empty] | #VALUE! | #VALUE! | #VALUE! | 2 | Construction of chamber for 100mm sluices valve | item3 | 10 | Nos
8.19 | Profile C | BI01010001010000000000000515BI0100001368 | [52 empty] | 1.01 | Supplying, Conveying and fixing spls. Including eart | item1 | 123.223 | Nos
8.2 | Fixing with adjustable lugs with split end tail to each jamb | BI01010001010000000000000515BI0100001369 | 15 | metre | 504.45 |  |  | Excess(+) | 1 | Full Conversion | INR | [40 empty] | #VALUE! | #VALUE! | #VALUE! | 1.02 | Construction of chamber for 100mm sluice plates | item2 | 213 | Nos
8.21 | Steel work in built up tubular (round, square or rectangular hollow tubes etc.) trusses etc., including cutting, hoisting, fixing in position and applying a priming coat of approved steel primer, including welding and bolted with special shaped washers etc. complete. | BI01010001010000000000000515BI0100001370 | [52 empty] | 2 | Construction of chamber for 100mm sluices valve | item3 | 10 | Nos
8.22 | Hot finished welded type tubes | BI01010001010000000000000515BI0100001371 | 50 | kg | 160.3 |  |  | Excess(+) | 1 | Full Conversion | INR | [40 empty] | #VALUE! | #VALUE! | #VALUE! | 1.01 | Supplying, Conveying and fixing spls. Including eart | item1 | 123.223 | Nos
8.23 | Providing and fixing mild steel round holding down bolts with nuts and washer plates complete. | BI01010001010000000000000515BI0100001372 | 10 | kg | 80.15 |  |  | Excess(+) | 1 | Full Conversion | INR | [40 empty] | #VALUE! | #VALUE! | #VALUE! | 1.02 | Construction of chamber for 100mm sluice plates | item2 | 213 | Nos
8.24 | Welding by gas or electric plant including transportation of plant at site etc. complete. | BI01010001010000000000000515BI0100001373 | 1000 | cm | 3.05 |  |  | Excess(+) | 1 | Full Conversion | INR | [40 empty] | #VALUE! | #VALUE! | #VALUE! | 2 | Construction of chamber for 100mm sluices valve | item3 | 10 | Nos
8.25 | Steel work welded in built up sections/ framed work, including cutting, hoisting, fixing in position and applying a priming coat of approved steel primer using structural steel etc. as required. | BI01010001010000000000000515BI0100001374 | [52 empty] | 3 | Supplying, Conveying and fixing spls. Including ea | item4 | 10 | Nos
8.26 | In stringers, treads, landings etc. of stair cases, including use of chequered plate wherever required, all complete | BI01010001010000000000000515BI0100001375 | 150 | kg | 101.92 |  |  | Excess(+) | 1 | Full Conversion | INR | [40 empty] | #VALUE! | #VALUE! | #VALUE! | 1.01 | Supplying, Conveying and fixing spls. Including eart | item1 | 123.223 | Nos
8.27 | In gratings, frames, guard bar, ladder, railings, brackets, gates and similar works | BI01010001010000000000000515BI0100001376 | 100 | kg | 142.32 |  |  | Excess(+) | 1 | Full Conversion | INR | [40 empty] | #VALUE! | #VALUE! | #VALUE! | 1.02 | Construction of chamber for 100mm sluice plates | item2 | 213 | Nos
8.28 | Providing and fixing hand rail of approved size by welding etc. to steel ladder railing, balcony railing, staircase railing and similar works, including applying priming coat of approved steel primer. | BI01010001010000000000000515BI0100001377 | [52 empty] | 2 | Construction of chamber for 100mm sluices valve | item3 | 10 | Nos
8.29 | M.S. tube | BI01010001010000000000000515BI0100001378 | 75 | kg | 162.28 |  |  | Excess(+) | 1 | Full Conversion | INR | [40 empty] | #VALUE! | #VALUE! | #VALUE! | 3 | Supplying, Conveying and fixing spls. Including ea | item4 | 10 | Nos
8.3 | G.I. pipes | BI01010001010000000000000515BI0100001379 | 15 | kg | 167.43 |  |  | Excess(+) | 1 | Full Conversion | INR | [40 empty] | #VALUE! | #VALUE! | #VALUE! | 1.01 | Supplying, Conveying and fixing spls. Including eart | item1 | 123.223 | Nos
8.31 | Providing and fixing carbon steel galvanised ( minimum coating 5 micron) dash fastener of 10 mm dia double threaded 6.8 grade (yield strength 480 N/mm2), counter sunk head, comprising of 10 mm dia polyamide PA 6 grade sleeve, including drilling of hole in frame , concrete/ masonry, etc. as per direction of Engineer-in-charge. | BI01010001010000000000000515BI0100001380 | [52 empty] | 1.02 | Construction of chamber for 100mm sluice plates | item2 | 213 | Nos
8.32 | 10 x 80 mm | BI01010001010000000000000515BI0100001381 | 25 | each | 113.5 |  |  | Excess(+) | 1 | Full Conversion | INR | [40 empty] | #VALUE! | #VALUE! | #VALUE! | 2 | Construction of chamber for 100mm sluices valve | item3 | 10 | Nos
8.33 | 10 x 120 mm | BI01010001010000000000000515BI0100001382 | 25 | each | 140.96 |  |  | Excess(+) | 1 | Full Conversion | INR | [40 empty] | #VALUE! | #VALUE! | #VALUE! | 1.01 | Supplying, Conveying and fixing spls. Including eart | item1 | 123.223 | Nos
8.34 | 10 x 140 mm | BI01010001010000000000000515BI0100001383 | 25 | each | 150.24 |  |  | Excess(+) | 1 | Full Conversion | INR | [40 empty] | #VALUE! | #VALUE! | #VALUE! | 1.02 | Construction of chamber for 100mm sluice plates | item2 | 213 | Nos
8.35 | Providing & fixing glass panes with putty and glazing clips in steel doors, windows, clerestory windows, all complete with: | BI01010001010000000000000515BI0100001384 | [52 empty] | 2 | Construction of chamber for 100mm sluices valve | item3 | 10 | Nos
8.36 | 4.0 mm thick glass panes | BI01010001010000000000000515BI0100001385 | 25 | sqm | 877.91 |  |  | Excess(+) | 1 | Full Conversion | INR | [40 empty] | #VALUE! | #VALUE! | #VALUE! | 1.01 | Supplying, Conveying and fixing spls. Including eart | item1 | 123.223 | Nos
8.37 | 5.5 mm thick glass panes | BI01010001010000000000000515BI0100001386 | 20 | sqm | 1146.32 |  |  | Excess(+) | 1 | Full Conversion | INR | [40 empty] | #VALUE! | #VALUE! | #VALUE! | 1.02 | Construction of chamber for 100mm sluice plates | item2 | 213 | Nos
8.38 | Providing and fixing angle iron frames for doors, windows and ventilators of mild steel Angle sections of size 35x35x5 mm, joints mitred and welded by angle iron 35x35x5 mm or 35x 5 mm flat pieces to the existing T-iron frame or to the wall with dash fastener, including fixing of necessary butt hinges and screws and applying a priming coat of approved steel primer, all complete as per the direction of Engineer-In-charge. | BI01010001010000000000000515BI0100001387 | 25 | kg | 107.61 |  |  | Excess(+) | 1 | Full Conversion | INR | [40 empty] | #VALUE! | #VALUE! | #VALUE! | 2 | Construction of chamber for 100mm sluices valve | item3 | 10 | Nos
9 | FLOORING | BI01010001010000000000000515BI0100001388 | [52 empty] | 3 | Supplying, Conveying and fixing spls. Including ea | item4 | 10 | Nos
9.01 | Brick on edge flooring with bricks of class designation 7.5 on a bed of 12 mm cement mortar, including filling the joints with same mortar, with common burnt clay non modular bricks: | BI01010001010000000000000515BI0100001389 | [52 empty] | 1.01 | Supplying, Conveying and fixing spls. Including eart | item1 | 123.223 | Nos
9.02 | 1:6 (1cement :6 coarse sand) | BI01010001010000000000000515BI0100001390 | 75 | sqm | 796.19 |  |  | Excess(+) | 1 | Full Conversion | INR | [40 empty] | #VALUE! | #VALUE! | #VALUE! | 1.02 | Construction of chamber for 100mm sluice plates | item2 | 213 | Nos
9.03 | Cement concrete flooring 1:2:4 (1 cement : 2 coarse sand : 4 graded stone aggregate) finished with a floating coat of neat cement, including cement slurry, but excluding the cost of nosing of steps etc. complete. | BI01010001010000000000000515BI0100001391 | [52 empty] | 2 | Construction of chamber for 100mm sluices valve | item3 | 10 | Nos
9.04 | 40 mm thick with 20 mm nominal size stone aggregate | BI01010001010000000000000515BI0100001392 | 75 | sqm | 506.47 |  |  | Excess(+) | 1 | Full Conversion | INR | [40 empty] | #VALUE! | #VALUE! | #VALUE! | 3 | Supplying, Conveying and fixing spls. Including ea | item4 | 10 | Nos
9.05 | Cement plaster skirting up to 30 cm height, with cement mortar 1:3 (1 cement: 3 coarse sand), finished with a floating coat of neat cement. | BI01010001010000000000000515BI0100001393 | [52 empty] | 1.01 | Supplying, Conveying and fixing spls. Including eart | item1 | 123.223 | Nos
9.06 | 18 mm thick | BI01010001010000000000000515BI0100001394 | 25 | sqm | 545.93 |  |  | Excess(+) | 1 | Full Conversion | INR | [40 empty] | #VALUE! | #VALUE! | #VALUE! | 1.02 | Construction of chamber for 100mm sluice plates | item2 | 213 | Nos
9.07 | Cement concrete pavement with 1:2:4(1 cement: 2 coarse sand :4 graded stone aggregate 20 mm nominal size), including finishing complete. | BI01010001010000000000000515BI0100001395 | 10 | cum | 7087.61 |  |  | Excess(+) | 1 | Full Conversion | INR | [40 empty] | #VALUE! | #VALUE! | #VALUE! | 2 | Construction of chamber for 100mm sluices valve | item3 | 10 | Nos
9.08 | 40 mm thick marble chips flooring, rubbed and polished to granolithic finish, under layer 28 mm thick cement concrete 1:2:4 (1 cement : 2 coarse sand : 4 graded stone aggregate 12.5 mm nominal size) and top layer 12 mm thick with white, black, chocolate, grey yellow or green marble chips of sizes from 7 mm to 10 mm nominal size, laid in cement marble powder mix 3:1 (3 cement : 1 marble powder) by weight in proportion of 2:3 (2 cement marble powder mix: 3 marble chips) by volume, including cement slurry etc. complete | BI01010001010000000000000515BI0100001396 | [52 empty] | 1.01 | Supplying, Conveying and fixing spls. Including eart | item1 | 123.223 | Nos
9.09 | Medium shade pigment with 50% white cement and 50% ordinary cement | BI01010001010000000000000515BI0100001397 | 10 | sqm | 931.35 |  |  | Excess(+) | 1 | Full Conversion | INR | [40 empty] | #VALUE! | #VALUE! | #VALUE! | 1.02 | Construction of chamber for 100mm sluice plates | item2 | 213 | Nos
9.1 | Marble chips skirting up to 30 cm height, rubbed and polished to granolithic finish, top layer 6 mm thick with white, black, chocolate, grey, yellow or green marble chips of sizes from smallest to 4 mm nominal size, laid in cement marble powder mix 3:1 (3 cement: 1 marble powder) by weight in proportion of 4:7 (4 cement marble powder mix: 7 marble chips) by volume: | BI01010001010000000000000515BI0100001398 | [52 empty] | 2 | Construction of chamber for 100mm sluices valve | item3 | 10 | Nos
9.11 | 18 mm thick with under layer 12 mm thick in cement plaster 1:3(1 cement: 3 coarse sand) : | BI01010001010000000000000515BI0100001399 | [52 empty] | 1.01 | Supplying, Conveying and fixing spls. Including eart | item1 | 123.223 | Nos
9.12 | Medium shade pigment with 50% white cement and 50% ordinary cement | BI01010001010000000000000515BI0100001400 | 10 | sqm | 1545.02 |  |  | Excess(+) | 1 | Full Conversion | INR | [40 empty] | #VALUE! | #VALUE! | #VALUE! | 1.02 | Construction of chamber for 100mm sluice plates | item2 | 213 | Nos
9.13 | Providing and fixing glass strips in joints of terrazo/ cement concrete floors. | BI01010001010000000000000515BI0100001401 | [52 empty] | 2 | Construction of chamber for 100mm sluices valve | item3 | 10 | Nos
9.14 | 40 mm wide and 4 mm thick | BI01010001010000000000000515BI0100001402 | 50 | metre | 75.65 |  |  | Excess(+) | 1 | Full Conversion | INR | [40 empty] | #VALUE! | #VALUE! | #VALUE! | 3 | Supplying, Conveying and fixing spls. Including ea | item4 | 10 | Nos
9.15 | Providing and fixing 10 mm thick acid and/or alkali resistant tiles of approved make and colour using acid and/or alkali resisting mortar bedding, and joints filled with acid and/or alkali resisting cement as per IS : 4457, complete as per the direction of Engineer-in- Charge. | BI01010001010000000000000515BI0100001403 | [52 empty] | 1.01 | Supplying, Conveying and fixing spls. Including eart | item1 | 123.223 | Nos
9.16 | In flooring on a bed of 10 mm thick mortar 1:4 (1 acid proof cement : 4 coarse sand) | BI01010001010000000000000515BI0100001404 | [52 empty] | 1.02 | Construction of chamber for 100mm sluice plates | item2 | 213 | Nos
9.17 | Acid and alkali resistant tile | BI01010001010000000000000515BI0100001405 | 10 | sqm | 1433.28 |  |  | Excess(+) | 1 | Full Conversion | INR | [40 empty] | #VALUE! | #VALUE! | #VALUE! | 1.01 | Supplying, Conveying and fixing spls. Including eart | item1 | 123.223 | Nos
9.18 | In dado/skirting on 12 mm thick mortar 1:4 (1 acid proof cement : 4 coarse sand) | BI01010001010000000000000515BI0100001406 | [52 empty] | 1.02 | Construction of chamber for 100mm sluice plates | item2 | 213 | Nos
9.19 | Acid and alkali resistant tile | BI01010001010000000000000515BI0100001407 | 10 | sqm | 1554.3 |  |  | Excess(+) | 1 | Full Conversion | INR | [40 empty] | #VALUE! | #VALUE! | #VALUE! | 2 | Construction of chamber for 100mm sluices valve | item3 | 10 | Nos
9.2 | Kota stone slab flooring over 20 mm (average) thick base laid over and jointed with grey cement slurry mixed with pigment to match the shade of the slab, including rubbing and polishing complete with base of cement mortar 1 : 4 (1 cement : 4 coarse sand) : | BI01010001010000000000000515BI0100001408 | [52 empty] | 1.01 | Supplying, Conveying and fixing spls. Including eart | item1 | 123.223 | Nos
9.21 | 25 mm thick | BI01010001010000000000000515BI0100001409 | 10 | sqm | 1606.53 |  |  | Excess(+) | 1 | Full Conversion | INR | [40 empty] | #VALUE! | #VALUE! | #VALUE! | 1.02 | Construction of chamber for 100mm sluice plates | item2 | 213 | Nos
9.22 | Kota stone slabs 20 mm thick in risers of steps, skirting, dado and pillars laid on 12 mm (average) thick cement mortar 1:3 (1 cement: 3 coarse sand) and jointed with grey cement slurry mixed with pigment to match the shade of the slabs, including rubbing and polishing complete. | BI01010001010000000000000515BI0100001410 | 10 | sqm | 1941.7 |  |  | Excess(+) | 1 | Full Conversion | INR | [40 empty] | #VALUE! | #VALUE! | #VALUE! | 2 | Construction of chamber for 100mm sluices valve | item3 | 10 | Nos
9.23 | 40 mm thick fine dressed stone flooring over 20 mm (average) thick base of cement mortar 1:5 (1 cement: 5 coarse sand) with joints finished flush. | BI01010001010000000000000515BI0100001411 | [52 empty] | 3 | Supplying, Conveying and fixing spls. Including ea | item4 | 10 | Nos
9.24 | Red sand stone | BI01010001010000000000000515BI0100001412 | 10 | sqm | 1055.57 |  |  | Excess(+) | 1 | Full Conversion | INR | [40 empty] | #VALUE! | #VALUE! | #VALUE! | 4 | Construction of chamber for 100mm sluice plates | item5 | 10 | Nos
9.25 | 40 mm thick rubbed stone flooring over 20 mm (average) thick base of cement mortar 1:5 (1 cement : 5 coarse sand) with joints 3 mm thick, side buttered with cement mortar 1:2 (1 cement : 2 stone dust) admixed with pigment to match the shade of stone and pointing with same mortar. | BI01010001010000000000000515BI0100001413 | [52 empty] | 4 | Construction of chamber for 100mm sluice plates | item5 | 10 | Nos
9.26 | Red sand stone | BI01010001010000000000000515BI0100001414 | 10 | sqm | 1358.12 |  |  | Excess(+) | 1 | Full Conversion | INR | [40 empty] | #VALUE! | #VALUE! | #VALUE!
9.27 | Providing and laying Ceramic glazed floor tiles of size 300x300 mm (thickness to be specified by the manufacturer) of 1st quality conforming to IS : 15622 of approved make in colours such as White, Ivory, Grey, Fume Red Brown, laid on 20 mm thick cement mortar 1:4 (1 Cement :4 Coarse sand), Jointing with grey cement slurry @ 3.3 kg/sqm including pointing the joints with white cement and matching pigment etc., complete. | BI01010001010000000000000515BI0100001415 | 25 | sqm | 904.22 |  |  | Excess(+) | 1 | Full Conversion | INR | [40 empty] | #VALUE! | #VALUE! | #VALUE!
9.28 | Providing and laying Ceramic glazed floor tiles of size 300x300 mm (thickness to be specified by the manufacturer), of 1st quality conforming to IS : 15622, of approved make, in all colours, shades, except White, Ivory, Grey, Fume Red Brown, laid on 20 mm thick bed of cement mortar 1:4 (1 Cement : 4 Coarse sand), jointing with grey cement slurry @ 3.3 kg/ sq.m including pointing the joints with white cement and matching pigments etc., complete. | BI01010001010000000000000515BI0100001416 | 10 | sqm | 1084.6 |  |  | Excess(+) | 1 | Full Conversion | INR | [40 empty] | #VALUE! | #VALUE! | #VALUE!
9.29 | Providing and laying vitrified floor tiles in diferent sizes (thickness to be specified by the manufacturer) with water absorption less than 0.08% and conforming to IS: 15622, of approved make, in all colours and shades, laid on 20 mm thick cement mortar 1:4 (1 cement : 4 coarse sand), jointing with grey cement slurry @ 3.3 kg/ sqm including grouting the joints with white cement and matching pigments etc., complete. | BI01010001010000000000000515BI0100001417
9.3 | Size of Tile 500x500 mm | BI01010001010000000000000515BI0100001418 | 10 | sqm | 1256.94 |  |  | Excess(+) | 1 | Full Conversion | INR | [40 empty] | #VALUE! | #VALUE! | #VALUE!
9.31 | Size of Tile 600x600 mm | BI01010001010000000000000515BI0100001419 | 100 | sqm | 1280.98 |  |  | Excess(+) | 1 | Full Conversion | INR | [40 empty] | #VALUE! | #VALUE! | #VALUE!
9.32 | Providing and laying Vitrified tiles in diferent sizes (thickness to be specified by manufacturer), with water absorption less than 0.08 % and conforming to I.S. 15622, of approved make, in all colours & shade, in skirting, riser of steps, over 12 mm thick bed of cement mortar 1:3 (1 cement: 3 coarse sand), jointing with grey cement slurry @ 3.3 kg/ sqm including grouting the joint with white cement & matching pigments etc. complete. | BI01010001010000000000000515BI0100001420
9.33 | Size of Tile 600x600 mm | BI01010001010000000000000515BI0100001421 | 25 | sqm | 1338.37 |  |  | Excess(+) | 1 | Full Conversion | INR | [40 empty] | #VALUE! | #VALUE! | #VALUE!
9.34 | Providing and laying Vitrified tiles in diferent sizes (thickness to be specified by the manufacturer), with water absorption less than 0.08% and conforming to IS: 15622, of approved brand & manufacturer, in all colours and shade, in skirting, riser of steps, laid with cement based high polymer modified quick set tile adhesive (water based) conforming to IS: 15477, in average 6 mm thickness, including grouting of joints (Payment for grouting of joints to be made separately). | BI01010001010000000000000515BI0100001422
9.35 | Size of Tile 600x600 mm | BI01010001010000000000000515BI0100001423 | 10 | sqm | 1561.72 |  |  | Excess(+) | 1 | Full Conversion | INR | [40 empty] | #VALUE! | #VALUE! | #VALUE!
9.36 | Grouting the joints of flooring tiles having joints of 3 mm width, using epoxy grout mix of 0.70 kg of organic coated filler of desired shade (0.10 kg of hardener and 0.20 kg of resin per kg), including filling / grouting and finishing complete as per direction of Engineer-in-charge. | BI01010001010000000000000515BI0100001424
9.37 | Size of Tile 600x600 mm | BI01010001010000000000000515BI0100001425 | 10 | sqm | 254.84 |  |  | Excess(+) | 1 | Full Conversion | INR | [40 empty] | #VALUE! | #VALUE! | #VALUE!
9.38 | Providing and laying Vitrified tiles in floor with diferent sizes (thickness to be specified by the manufacturer), with water absorption less than 0.08% and conforming to IS:15622, of approved brand & manufacturer, in all colours and shade, laid with cement based high polymer modified quick set tile adhesive (water based) conforming to IS: 15477, in average 6 mm thickness, including grouting of joints (Payment for grouting of joints to be made separately). | BI01010001010000000000000515BI0100001426
9.39 | Size of Tile 600x600 mm | BI01010001010000000000000515BI0100001427 | 20 | sqm | 1422.73 |  |  | Excess(+) | 1 | Full Conversion | INR | [40 empty] | #VALUE! | #VALUE! | #VALUE!
9.4 | Providing and laying flamed finish Granite stone flooring in required design and patterns, in linear as well as curvilinear portions of the building all complete as per the architectural drawings with 18 mm thick stone slab over 20 mm (average) thick base of cement mortar 1:4 (1 cement : 4 coarse sand) laid and jointed with cement slurry and pointing with white cement slurry admixed with pigment of matching shade including rubbing, curing and polishing etc. all complete as specified and as directed by the Engineer-in-Charge : | BI01010001010000000000000515BI0100001428
9.41 | Flamed finish granite stone slab Jet Black, Cherry Red, Elite Brown, Cat Eye or equivalent. | BI01010001010000000000000515BI0100001429 | 15 | sqm | 2627.77 |  |  | Excess(+) | 1 | Full Conversion | INR | [40 empty] | #VALUE! | #VALUE! | #VALUE!
9.42 | Providing and laying Polished Granite stone flooring in required design and patterns, in linear as well as curvilinear portions of the building all complete as per the architectural drawings with 18 mm thick stone slab over 20 mm (average) thick base of cement mortar 1:4 (1 cement : 4 coarse sand) laid and jointed with cement slurry and pointing with white cement slurry admixed with pigment of matching shade including rubbing , curing and polishing etc. all complete as specified and as directed by the Engineer-in-Charge. | BI01010001010000000000000515BI0100001430
9.43 | Polished Granite stone slab of colour Black, Cherry/Ruby Red or equivalent | BI01010001010000000000000515BI0100001431 | 5 | sqm | 3695.3 |  |  | Excess(+) | 1 | Full Conversion | INR | [40 empty] | #VALUE! | #VALUE! | #VALUE!
10 | ROOFING | BI01010001010000000000000515BI0100001432
10.01 | Providing corrugated G.S. sheet roofing including vertical/curved surface fixed with polymer coated J or L hooks, bolts and nuts 8 mm diameter with bitumen and G.I. limpet washers or with G.I. limpet washers filled with white lead, including a coat of approved steel primer and two coats of approved paint on overlapping of sheets complete (up to any pitch in horizontal/ vertical or curved surfaces), excluding the cost of purlins, rafters and trusses and including cutting to size and shape wherever required. | BI01010001010000000000000515BI0100001433
10.02 | 0.80 mm thick with zinc coating not less than 275 gm/m2 | BI01010001010000000000000515BI0100001434 | 50 | sqm | 1036.98 |  |  | Excess(+) | 1 | Full Conversion | INR | [40 empty] | #VALUE! | #VALUE! | #VALUE!
10.03 | 0.63 mm thick with zinc coating not less than 275 gm/ m2 | BI01010001010000000000000515BI0100001435 | 50 | sqm | 896.88 |  |  | Excess(+) | 1 | Full Conversion | INR | [40 empty] | #VALUE! | #VALUE! | #VALUE!
10.04 | Extra for straight cutting in C.G.S. sheet roofing for making opening of area exceeding 40 sq. decimeter for chimney stacks, sky light etc.: | BI01010001010000000000000515BI0100001436
10.05 | 0.80 mm thick | BI01010001010000000000000515BI0100001437 | 25 | metre | 76.64 |  |  | Excess(+) | 1 | Full Conversion | INR | [40 empty] | #VALUE! | #VALUE! | #VALUE!
10.06 | 0.63 mm thick | BI01010001010000000000000515BI0100001438 | 25 | metre | 76.64 |  |  | Excess(+) | 1 | Full Conversion | INR | [40 empty] | #VALUE! | #VALUE! | #VALUE!
10.07 | Providing ridges or hips of width 60 cm overall width plain G.S. sheet fixed with polymer coated J or L hooks, bolts and nuts 8 mm dia G.I. limpet and bitumen washers complete. | BI01010001010000000000000515BI0100001439
10.08 | 0.80 mm thick with zinc coating not less than 275 gm/m2 | BI01010001010000000000000515BI0100001440 | 5 | metre | 893.29 |  |  | Excess(+) | 1 | Full Conversion | INR | [40 empty] | #VALUE! | #VALUE! | #VALUE!
10.09 | 0.63 mm thick with zinc coating not less than 275 gm/m2 | BI01010001010000000000000515BI0100001441 | 5 | metre | 808.52 |  |  | Excess(+) | 1 | Full Conversion | INR | [40 empty] | #VALUE! | #VALUE! | #VALUE!
10.1 | Providing valleys of 90 cm wide overall in plain G.S. sheet fixed with polymer coated J or L hooks, bolts and nuts 8 mm dia G.I. limpet and bitumen washers complete : | BI01010001010000000000000515BI0100001442
10.11 | 1.60 mm thick with zinc coating not less than 350 gm/m2 | BI01010001010000000000000515BI0100001443 | 5 | metre | 1536.98 |  |  | Excess(+) | 1 | Full Conversion | INR | [40 empty] | #VALUE! | #VALUE! | #VALUE!
10.12 | Providing and fixing of 40 cm overall width plain G.S. sheet fixed with polymer coated J or L hooks, bolts and nuts, G.I. limpet and bitumen washer complete, bent to shape and fixed in wall with cement mortar 1:3 (1 cement: 3 coarse sand). | BI01010001010000000000000515BI0100001444
10.13 | 1.00 mm thick with zinc coating not less than 275 gm/m2 | BI01010001010000000000000515BI0100001445 | 5 | metre | 707.14 |  |  | Excess(+) | 1 | Full Conversion | INR | [40 empty] | #VALUE! | #VALUE! | #VALUE!
10.14 | Providing and laying brick tiles over mumty roofs, grouted with cement mortar 1:3 (1 cement : 3 fine sand) mixed with 2% of integral water proofing compound by weight of cement, over 12 mm layer of cement mortar 1:3 (1 cement: 3 fine sand) and finished neat: | BI01010001010000000000000515BI0100001446
10.15 | With common burnt clay F.P.S. (non modular) brick tiles of class designation 10 | BI01010001010000000000000515BI0100001447 | 20 | sqm | 500.86 |  |  | Excess(+) | 1 | Full Conversion | INR | [40 empty] | #VALUE! | #VALUE! | #VALUE!
10.16 | Providing gola 75x75 mm in cement concrete 1:2:4(1 cement :2 coarse sand : 4 stone aggregate 10 mm and down gauge), including finishing with cement mortar 1:3 (1 cement: 3 fine sand) as per standard design : | BI01010001010000000000000515BI0100001448
10.17 | In 75x75 mm deep chase | BI01010001010000000000000515BI0100001449 | 20 | metre | 251.62 |  |  | Excess(+) | 1 | Full Conversion | INR | [40 empty] | #VALUE! | #VALUE! | #VALUE!
10.18 | Making khurras 45x45 cm with average minimum thickness of 5 cm cement concrete 1:2:4 (1 cement : 2 coarse sand : 4 graded stone aggregate of 20 mm nominal size) over P.V.C. sheet 1 m x1 m x 400 micron, finished with 12 mm cement plaster 1:3 (1 cement : 3 coarse sand) and a coat of neat cement, rounding the edges and making and finishing the outlet complete. | BI01010001010000000000000515BI0100001450 | 20 | each | 245.93 |  |  | Excess(+) | 1 | Full Conversion | INR | [40 empty] | #VALUE! | #VALUE! | #VALUE!
10.19 | Providing and fixing plain multipurpose cement board(Hight pressure steam cured) with suitable screws for cement particle board in ceiling etc. complete (frame work to be paid seperatately). | BI01010001010000000000000515BI0100001451
10.2 | 6 mm thick Cement fiber board, Type-B, Category-III as per IS: 14862 :2000 | BI01010001010000000000000515BI0100001452 | 5 | sqm | 760.24 |  |  | Excess(+) | 1 | Full Conversion | INR | [40 empty] | #VALUE! | #VALUE! | #VALUE!
10.21 | Extra for sunk or raised mouldings in the plaster of Paris (Gypsum anhydrous) ceiling. | BI01010001010000000000000515BI0100001453 | 25 | sqm | 500.9 |  |  | Excess(+) | 1 | Full Conversion | INR | [40 empty] | #VALUE! | #VALUE! | #VALUE!
10.22 | Providing fixing thermal insulation of ceiling (under deck insulation) with Resin Bonded Fibre glass wool conforming to IS : 8183, density 24kg / m3, 50 mm thick, wrapped in 200 G Virgin Polythene bags, fixed to ceiling with metallic cleats (50x50x3 mm) @ 60 cm and wire mesh of 12.5 mm x 24 gauge wire mesh, for top most ceiling of building. | BI01010001010000000000000515BI0100001454 | 25 | sqm | 579.73 |  |  | Excess(+) | 1 | Full Conversion | INR | [40 empty] | #VALUE! | #VALUE! | #VALUE!
10.23 | Providing and fixing M.S. holder bat clamps of approved design to C.I. or S.C.I. rain water pipes embedded in and including cement concrete blocks 10x10x10 cm of 1:2:4 mix (1 cement : 2 coarse sand : 4 graded stone aggregate 20 mm nominal size) and cost of cutting holes and making good the walls etc. : | BI01010001010000000000000515BI0100001455
10.24 | 100 mm diameter | BI01010001010000000000000515BI0100001456 | 20 | each | 299.2 |  |  | Excess(+) | 1 | Full Conversion | INR | [40 empty] | #VALUE! | #VALUE! | #VALUE!
10.25 | 150 mm diameter | BI01010001010000000000000515BI0100001457 | 20 | each | 326.21 |  |  | Excess(+) | 1 | Full Conversion | INR | [40 empty] | #VALUE! | #VALUE! | #VALUE!
10.26 | Providing lead caulked joints to sand cast iron rain water pipes and fittings: | BI01010001010000000000000515BI0100001458
10.27 | 100 mm dia Pipe | BI01010001010000000000000515BI0100001459 | 25 | each | 478.68 |  |  | Excess(+) | 1 | Full Conversion | INR | [40 empty] | #VALUE! | #VALUE! | #VALUE!
10.28 | 150 mm dia Pipe | BI01010001010000000000000515BI0100001460 | 25 | each | 658.03 |  |  | Excess(+) | 1 | Full Conversion | INR | [40 empty] | #VALUE! | #VALUE! | #VALUE!
10.29 | Providing, fixing and embedding sand cast iron accessories for rain water pipes in the masonry surrounded with 12 mm thick cement mortar of the same mix, as that of masonry (lead caulking will be paid for separately): | BI01010001010000000000000515BI0100001461
10.3 | Sand cast iron plain shoes: | BI01010001010000000000000515BI0100001462
10.31 | 150 mm diameter | BI01010001010000000000000515BI0100001463 | 20 | each | 422.11 |  |  | Excess(+) | 1 | Full Conversion | INR | [40 empty] | #VALUE! | #VALUE! | #VALUE!
10.32 | Providing and fixing on wall face unplasticised Rigid PVC rain water pipes conforming to IS : 13592 Type A, including jointing with seal ring conforming to IS : 5382, leaving 10 mm gap for thermal expansion, (i) Single socketed pipes. | BI01010001010000000000000515BI0100001464
10.33 | 75 mm diameter | BI01010001010000000000000515BI0100001465 | 20 | metre | 205.16 |  |  | Excess(+) | 1 | Full Conversion | INR | [40 empty] | #VALUE! | #VALUE! | #VALUE!
10.34 | 110 mm diameter | BI01010001010000000000000515BI0100001466 | 20 | metre | 311.2 |  |  | Excess(+) | 1 | Full Conversion | INR | [40 empty] | #VALUE! | #VALUE! | #VALUE!
10.35 | Providing and fixing on wall face unplasticised - PVC moulded fittings/ accessories for unplasticised Rigid PVC rain water pipes conforming to IS : 13592 Type A, including jointing with seal ring conforming to IS :5382, leaving 10 mm gap for thermal expansion. | BI01010001010000000000000515BI0100001467
10.36 | Coupler | BI01010001010000000000000515BI0100001468
10.37 | 110 mm | BI01010001010000000000000515BI0100001469 | 20 | each | 112.27 |  |  | Excess(+) | 1 | Full Conversion | INR | [40 empty] | #VALUE! | #VALUE! | #VALUE!
10.38 | Single pushfit Coupler | BI01010001010000000000000515BI0100001470
10.39 | 75 mm | BI01010001010000000000000515BI0100001471 | 10 | each | 76.77 |  |  | Excess(+) | 1 | Full Conversion | INR | [40 empty] | #VALUE! | #VALUE! | #VALUE!
10.4 | 110 mm | BI01010001010000000000000515BI0100001472 | 10 | each | 105.21 |  |  | Excess(+) | 1 | Full Conversion | INR | [40 empty] | #VALUE! | #VALUE! | #VALUE!
10.41 | Single tee with door | BI01010001010000000000000515BI0100001473
10.42 | 75x75x75 mm | BI01010001010000000000000515BI0100001474 | 20 | each | 135.4 |  |  | Excess(+) | 1 | Full Conversion | INR | [40 empty] | #VALUE! | #VALUE! | #VALUE!
10.43 | 110x110x110 mm | BI01010001010000000000000515BI0100001475 | 20 | each | 193.08 |  |  | Excess(+) | 1 | Full Conversion | INR | [40 empty] | #VALUE! | #VALUE! | #VALUE!
10.44 | Single tee without door | BI01010001010000000000000515BI0100001476
10.45 | 75x75x75 mm | BI01010001010000000000000515BI0100001477 | 20 | each | 118.99 |  |  | Excess(+) | 1 | Full Conversion | INR | [40 empty] | #VALUE! | #VALUE! | #VALUE!
10.46 | 110x110x110 mm | BI01010001010000000000000515BI0100001478 | 20 | each | 182.52 |  |  | Excess(+) | 1 | Full Conversion | INR | [40 empty] | #VALUE! | #VALUE! | #VALUE!
10.47 | Bend 87.5° | BI01010001010000000000000515BI0100001479
10.48 | 75 mm bend | BI01010001010000000000000515BI0100001480 | 20 | each | 87.32 |  |  | Excess(+) | 1 | Full Conversion | INR | [40 empty] | #VALUE! | #VALUE! | #VALUE!
10.49 | 110 mm bend | BI01010001010000000000000515BI0100001481 | 20 | each | 123.97 |  |  | Excess(+) | 1 | Full Conversion | INR | [40 empty] | #VALUE! | #VALUE! | #VALUE!
10.5 | Shoe (Plain) | BI01010001010000000000000515BI0100001482
10.51 | 75 mm Shoe | BI01010001010000000000000515BI0100001483 | 20 | each | 76.77 |  |  | Excess(+) | 1 | Full Conversion | INR | [40 empty] | #VALUE! | #VALUE! | #VALUE!
10.52 | 110 mm Shoe | BI01010001010000000000000515BI0100001484 | 20 | each | 108.72 |  |  | Excess(+) | 1 | Full Conversion | INR | [40 empty] | #VALUE! | #VALUE! | #VALUE!
10.53 | Providing and fixing unplasticised -PVC pipe clips of approved design to unplasticised - PVC rain water pipes by means of 50x50x50 mm hard wood plugs, screwed with M.S. screws of required length, including cutting brick work and fixing in cement mortar 1:4 (1 cement : 4 coarse sand) and making good the wall etc. complete. | BI01010001010000000000000515BI0100001485
10.54 | 75 mm | BI01010001010000000000000515BI0100001486 | 20 | each | 304.98 |  |  | Excess(+) | 1 | Full Conversion | INR | [40 empty] | #VALUE! | #VALUE! | #VALUE!
10.55 | 110 mm | BI01010001010000000000000515BI0100001487 | 20 | each | 306.17 |  |  | Excess(+) | 1 | Full Conversion | INR | [40 empty] | #VALUE! | #VALUE! | #VALUE!
10.56 | Providing and fixing false ceiling at all heights including providing and fixing of frame work made of special sections, power pressed from M.S. sheets and galvanized with zinc coating of 120 gms/sqm (both side inclusive) as per IS : 277 and consisting of angle cleats of size 25 mm wide x 1.6 mm thick with flanges of 27 mm and 37mm, at 1200 mm centre to centre, one flange fixed to the ceiling with dash fastener 12.5 mm dia x 50 mm long with 6 mm dia bolts, other flange of cleat fixed to the angle hangers of 25x10x0.50 mm of required length with nuts & bolts of required size and other end of angle hanger fixed with intermediate G.I. channels 45x15x0.9 mm running at the spacing of 1200 mm centre to centre, to which the ceiling section 0.5 mm thick bottom wedge of 80 mm with tapered flanges of 26 mm each having lips of 10.5 mm, at 450 mm centre to centre, shall be fixed in a direction perpendicular to G.I. intermediate channel with connecting clips made out of 2.64 mm dia x 230 mm long G.I. wire at every junction, including fixing perimeter channels 0.5 mm thick 27 mm high having flanges of 20 mm and 30 mm long, the perimeter of ceiling fixed to wall/partition with the help of rawl plugs at 450 mm centre, with 25 mm long dry wall screws @ 230 mm interval, including fixing of gypsum board to ceiling section and perimeter channel with the help of dry wall screws of size 3.5 x 25 mm at 230 mm c/c, including jointing and finishing to a flush finish of tapered and square edges of the board with recommended jointing compound , jointing tapes , finishing with jointing compound in 3 layers covering upto 150 mm on both sides of joint and two coats of primer suitable for board, all as per manufacturer's specification and also including the cost of making openings for light fittings, grills, difusers, cutouts made with frame of perimeter channels suitably fixed, all complete as per drawings, specification and direction of the Engineer in Charge but excluding the cost of painting with : | BI01010001010000000000000515BI0100001488
10.57 | 12.5 mm thick tapered edge gypsum plain board conforming to IS: 2095- (Part I) :2011 (Board with BIS certification marks) | BI01010001010000000000000515BI0100001489 | 10 | sqm | 1118 |  |  | Excess(+) | 1 | Full Conversion | INR | [40 empty] | #VALUE! | #VALUE! | #VALUE!
10.58 | 12.5 mm thick tapered edge Glass Reinforced Gypsum (GRG) board conforming to IS: 2095- (Part 3):1996 (Boards with BIS certification marks) | BI01010001010000000000000515BI0100001490 | 10 | sqm | 1253.48 |  |  | Excess(+) | 1 | Full Conversion | INR | [40 empty] | #VALUE! | #VALUE! | #VALUE!
10.59 | Providing & fixing UV stabilised fiberglass reinforced plastic sheet roofing up to any pitch, including fixing with polymer coated 'S or 'L' hooks, bolts & nuts 8 mm dia. G.I plain/bitumen washers complete but excluding the cost of purlins, rafers, trusses etc. The sheets shall be manufactured out of 2400 TEX panel rovigs incorporating minimum 0.3% ultra-violet stabiliser in resin system under approximately 2400 psi and hot cured. They shall be of uniform pigmentation and thickness without air pockets and shall conform to IS 10192 and IS 12866.The sheets shall be opaque or translucent, clear or pigmented, textured or smooth as specified. | BI01010001010000000000000515BI0100001491
10.6 | 2 mm thick corrugated (2.5" 0r4.2" or 6") or step-down (2" or 3" or 6" ) as specified | BI01010001010000000000000515BI0100001492 | 20 | sqm | 1155.56 |  |  | Excess(+) | 1 | Full Conversion | INR | [40 empty] | #VALUE! | #VALUE! | #VALUE!
10.61 | 2 mm thick flat | BI01010001010000000000000515BI0100001493 | 20 | sqm | 1027.17 |  |  | Excess(+) | 1 | Full Conversion | INR | [40 empty] | #VALUE! | #VALUE! | #VALUE!
10.62 | Providing and fixing precoated galvanised iron profile sheets (size, shape and pitch of corrugation as approved by Engineer-in-Charge) of total coated thickness 0.50 mm (base metal of minimum 0.45 mm thickness with total coating thickness of 0.05mm) with zinc coating 120 grams per sqm as per IS: 277, in 240 mpa steel grade, 5-7 microns epoxy primer on both side of the sheet and polyester top coat 15-18 microns. Sheet should have protective guard film of 25 microns minimum to avoid scratches during transportation and should be supplied in single length upto 12 metre or as desired by Engineer-in-charge. The sheet shall be fixed using self drilling /self tapping screws of size (5.5x 55 mm) with EPDM seal, complete upto any pitch in horizontal/ vertical or curved surfaces, excluding the cost of purlins, rafters and trusses and including cutting to size and shape wherever required. | BI01010001010000000000000515BI0100001494 | 20 | sqm | 609.09 |  |  | Excess(+) | 1 | Full Conversion | INR | [40 empty] | #VALUE! | #VALUE! | #VALUE!
10.63 | Providing and fixing tiled false ceiling of specified materials of size 595x595 mm in true horizontal level, suspended on inter locking metal grid of hot dipped galvanized steel sections ( galvanized @ 120 grams/ sqm, both side inclusive) consisting of main "T" runner with suitably spaced joints to get required length and of size 24x38 mm made from 0.30 mm thick (minimum) sheet, spaced at 1200 mm center to center and cross "T" of size 24x25 mm made of 0.30 mm thick (minimum) sheet, 1200 mm long spaced between main "T" at 600 mm center to center to form a grid of 1200x600 mm and secondary cross "T" of length 600 mm and size 24x25 mm made of 0.30 mm thick (minimum) sheet to be interlocked at middle of the 1200x600 mm panel to form grids of 600x600 mm and wall angle of size 24x24x0.3 mm and laying false ceiling tiles of approved texture in the grid including, required cutting/making, opening for services like difusers, grills, light fittings, fixtures, smoke detectors etc. Main "T" runners to be suspended from ceiling using GI slotted cleats of size 27 x 37 x 25 x1.6 mm fixed to ceiling with 12.5 mm dia and 50 mm long dash fasteners, 4 mm GI adjustable rods with galvanised butterfly level clips of size 85 x 30 x 0.8 mm spaced at 1200 mm center to center along main T, bottom exposed width of 24 mm of all T-sections shall be pre-painted with polyester paint, all complete for all heights as per specifications, drawings and as directed by Engineer-in-charge. | BI01010001010000000000000515BI0100001495
10.64 | GI Metal Ceiling Lay in plain Tegular edge Global white color tiles of size 595x595 mm, and 0.5 mm thick with 8 mm drop; made of G I sheet having galvanizing of 100 gms/sqm (both sides inclusive) and electro statically polyester powder coated of thickness 60 microns (minimum), including factory painted after bending. | BI01010001010000000000000515BI0100001496 | 15 | sqm | 1569.18 |  |  | Excess(+) | 1 | Full Conversion | INR | [40 empty] | #VALUE! | #VALUE! | #VALUE!
10.65 | 12.5 mm thick square edge PVC Laminated Gypsum Tile of size 595x595 mm, made of Gypsum plasterboard, manufactured from natural gypsum as per IS 2095 part I and laminated with white 0.16 mm thick fire retardant PVC film on the face side and 12 micron metalized polyester on the back side with all edges sealed with the face side PVC film which goes around and wraps the edges and is bonded to the edges and the back side metalized polyester film so as to make the tile a completely sealed unit. | BI01010001010000000000000515BI0100001497 | 15 | sqm | 1826.62 |  |  | Excess(+) | 1 | Full Conversion | INR | [40 empty] | #VALUE! | #VALUE! | #VALUE!
10.66 | 12.5 mm thick fully Perforated Gypsum Board tile made from plasterboard having glass fibre conforming to IS: 2095 part I, of size 595x595 mm, having perforation of 9.7x9.7 mm at 19.4 mm c/c with center borders of 48 mm and the side borders of 30 mm, backed with non woven tissue on the back side, having an NRC (Noise Reduction Coeficient) of 0.79 | BI01010001010000000000000515BI0100001498 | 15 | sqm | 1259.99 |  |  | Excess(+) | 1 | Full Conversion | INR | [40 empty] | #VALUE! | #VALUE! | #VALUE!
10.67 | Providing and Fixing 15 mm thick densified tegular edged eco friendly light weight calcium silicate false ceiling tiles of approved texture of size 595 x 595 mm in true horizontal level, suspended on inter locking metal grid of hot dipped galvanised steel sections (galvanising @ 120 grams per sqm including both side) consisting of main 'T' runner suitably spaced at joints to get required length and of size 24x38 mm made from 0.33 mm thick (minimum) sheet, spaced 1200 mm centre to centre, and cross "T" of size 24x28 mm made out of 0.33 mm (Minimum) sheet, 1200 mm long spaced between main'T' at 600 mm centre to centre to form a grid of 1200x600 mm and secondary cross 'T' of length 600 mm and size 24 x28 mm made of 0.33 mm thick (Minimum) sheet to be inter locked at middle of the 1200x 600 mm panel to from grid of size 600x600 mm, resting on periphery walls /partitions on a Perimeter wall angle pre-coated steel of size(24x24X3000 mm made of 0.40 mm thick (minimum) sheet with the help of rawl plugs at 450 mm centre to centre with 25 mm long dry wall screws @ 230 mm interval and laying 15 mm thick densified edges calicum silicate ceiling tiles of approved texture in the grid, including, cutting/ making opening for services like diffusers, grills, light fittings, fixtures, smoke detectors etc., wherever required. Main 'T' runners to be suspended from ceiling using al. slotted cleats of size 25x35x1.6 mm fixed to ceiling with 12.5 mm dia and 50 mm long dash fasteners, 4 mm G.I. adjustable rods with galvanised steel level clips of size 85 x 30 x 0.8 mm, spaced at 1200 mm centre to centre along main 'T'. Bottom exposed with 24 mm of all T-sections shall be pre-painted with polyster baked paint, for all heights, as per specifications, drawings and as directed by Engineer-in-Charge. Note :- Only calcium silicate false ceiling area will be measured from wall to wall. No deduction shall be made for exposed frames/opening (cut outs) having area less than 0.30 sqm.The calcium silicate ceiling tile shall have NRC value of 0.50 (Minimum), light reflection >85%, non- combustible as per B.S. 476 part IV, 100% humidity resistance and also having thermal conductivity <0.043 w/mK. | BI01010001010000000000000515BI0100001499 | 10 | sqm | 1779.62 |  |  | Excess(+) | 1 | Full Conversion | INR | [40 empty] | #VALUE! | #VALUE! | #VALUE!
10.68 | Providing and fixing GI Clip in Metal Ceiling System of 600x600 mm module which includes providing and fixing 'C wall angle of size 20x30x20 mm made of 0.5 mm thick pre painted steel along the perimeter of the room with help of nylon sleeves and wooden screws at 300 mm center to centre, suspending the main C carrier of size 10x38x10 mm made of G.I steel 0.7 mm thick from the sofit with the help of sofit cleat 37x27x25x1.6 mm, rawl plugs of size 38x12 mm and C carrier suspension clip and main carrier bracket at 1000 mm c/c. Inverted triangle shaped Spring Tee having height of 24 mm and width of 34 mm made of GI steel 0.45 mm thick is then fixed to the main C carrier and in direction perpendicular to it at 600 mm centers with the help of suspension brackets. Wherever the main C carrier and spring T have to join, C carrier and spring T connectors have to be used. All sections to be galvanized @ 120 gms/sqm (both side inclusive), fixing with clip in tiles into spring T with : | BI01010001010000000000000515BI0100001500
10.69 | GI Metal Ceiling Clip in plain Beveled edge global white color tiles of size 600x600 and 0.5 mm thick with 25 mm height, made of G I sheet having galvanizing of 100 gms/ sqm (both sides inclusive) and electro statically polyester powder coated of thickness 60 microns (minimum), including factory painted afer bending. | BI01010001010000000000000515BI0100001501 | 10 | sqm | 1832.02 |  |  | Excess(+) | 1 | Full Conversion | INR | [40 empty] | #VALUE! | #VALUE! | #VALUE!
10.7 | GI Metal Ceiling Clip in plain Beveled edge global white color tiles of size 600x600 and 0.5 mm thick with 25 mm height, made of G I sheet having galvanizing of 100 gms/ sqm (both sides inclusive) and 20% perforation area with 1.8 mm dia holes and having NRC of 0.5, electro statically polyester powder coated of thickness 60 microns (minimum), including factory painted afer bending and perforation. | BI01010001010000000000000515BI0100001502 | 10 | sqm | 1941.65 |  |  | Excess(+) | 1 | Full Conversion | INR | [40 empty] | #VALUE! | #VALUE! | #VALUE!
10.71 | Providing and fixing thermal insulation with Resin Bonded Fibre glass wool conforming to IS: 8183 having density 24 kg/m3, 50 mm thick, wrapped in 200G Virgin Polythene Bags fixed to wall with screw, rawel plug & washers and held in position by criss crossing GI wire etc. complete as per directions of Engineer-in-Charge. | BI01010001010000000000000515BI0100001503 | 25 | sqm | 295.62 |  |  | Excess(+) | 1 | Full Conversion | INR | [40 empty] | #VALUE! | #VALUE! | #VALUE!
10.72 | Providing & fixing false ceiling at all height including providing & fixing of framework made of special section, power pressed from M.S. sheets and galvanised with zinc coating of 120 gms/ sqm (both side inclusive) as per IS : 277 and consisting of angle cleat of size 25 mm wide x 1.6 mm thick with flanges of 27 mm and 37mm, at 1200 mm c/c, one flange fixed to the ceiling with dash fastener 12.5 mm dia x 50 mm long with 6 mm dia bolts, other flange of cleat fixed to the angle hangers of 25 x10 x0.50 mm of required length with nuts & bolts of required size and other end of angle hanger fixed with intermediate G.I chanels 45 x15 x 0.90 mm running at the spacing of 1200 mm c/c, to which the ceiling section 0.5 mm thick bottom wedge of 80 mm with tapered flanges of 26 mm each having lips of 10.5mm, at 450 mm c/c, shall be fixed in a direction perpendicular to G.I intermediate channel with connecting clip made out of 2.64 mm dia x 230 mm long G.I wire at every junction, including fixing perimeter channels 0.50 mm thick 27 mm high having flanges of 20 mm and 30 mm long, the perimeter of ceiling fixed to wall/ partitions with the help of Rawl plugs at 450 mm centre, with 25 mm long dry wall screws @ 230 mm interval, including fixing of Calcium Silicate Board to ceiling section and perimeter channels with the help of dry wall screws of size 3.5 x25 mm at 230 mm c/c, including jointing & finishing to a flush finish of tapered and square edges of the board with recommended jointing compounds, jointing tapes,finishing with jointing compounds in three layers covering up to 150 mm on both sides of joints and two coats of primer suitable for boards, all as per manufacture's specification and also including the cost of making opening for light fittings, grills, difusers, cut outs made with frame of perimeter channels suitably fixed, all complete as per drawings, specificaton and direction of the Engineer in charge but excluding the cost of painting with: | BI01010001010000000000000515BI0100001504
10.73 | 8 mm thick Calcium Silicate Board made with Calcareous & Siliceous materials reinforced with cellulose fiber manufactured through autoclaving process. | BI01010001010000000000000515BI0100001505 | 10 | sqm | 1296.52 |  |  | Excess(+) | 1 | Full Conversion | INR | [40 empty] | #VALUE! | #VALUE! | #VALUE!
10.74 | Providing and fixing thermal insulation of ceiling (under deck insulation) with Resin Bonded Rockwool conforming to IS: 8183,density 48 kg/ m3, 50 mm thick, wrapped in 200 G Virgin Polythene bags fixed to ceiling with metallic cleats (50x50x3 mm) @ 60 cm and wire mesh of 12.5 mm x 24 gauge wire mesh, for top most ceiling of building. | BI01010001010000000000000515BI0100001506 | 20 | sqm | 550.05 |  |  | Excess(+) | 1 | Full Conversion | INR | [40 empty] | #VALUE! | #VALUE! | #VALUE!
11 | FINISHING | BI01010001010000000000000515BI0100001507
11.01 | 12 mm cement plaster of mix: | BI01010001010000000000000515BI0100001508
11.02 | 1:6 (1 cement: 6 coarse sand) | BI01010001010000000000000515BI0100001509 | 100 | sqm | 283.37 |  |  | Excess(+) | 1 | Full Conversion | INR | [40 empty] | #VALUE! | #VALUE! | #VALUE!
11.03 | 15 mm cement plaster on rough side of single or half brick wall of mix: | BI01010001010000000000000515BI0100001510
11.04 | 1:6(1 cement: 6 coarse sand) | BI01010001010000000000000515BI0100001511 | 100 | sqm | 326 |  |  | Excess(+) | 1 | Full Conversion | INR | [40 empty] | #VALUE! | #VALUE! | #VALUE!
11.05 | 15 mm cement plaster 1:3 (1 cement: 3 coarse sand) finished with a floating coat of neat cement on the rough side of single or half brick wall. | BI01010001010000000000000515BI0100001512 | 50 | sqm | 417.74 |  |  | Excess(+) | 1 | Full Conversion | INR | [40 empty] | #VALUE! | #VALUE! | #VALUE!
11.06 | 6 mm cement plaster of mix: | BI01010001010000000000000515BI0100001513
11.07 | 1:3(1 cement :3 fine sand) | BI01010001010000000000000515BI0100001514 | 50 | sqm | 247.75 |  |  | Excess(+) | 1 | Full Conversion | INR | [40 empty] | #VALUE! | #VALUE! | #VALUE!
11.08 | Extra for plastering exterior walls of height more than 10 m from ground level for every additional height of 3 m or part thereof. | BI01010001010000000000000515BI0100001515 | 50 | sqm | 71.82 |  |  | Excess(+) | 1 | Full Conversion | INR | [40 empty] | #VALUE! | #VALUE! | #VALUE!
11.09 | Pointing on brick work or brick flooring with cement mortar 1:3 (1 cement : 3 fine sand): | BI01010001010000000000000515BI0100001516
11.1 | Flush / Ruled/ Struck or weathered pointing | BI01010001010000000000000515BI0100001517 | 50 | sqm | 212.21 |  |  | Excess(+) | 1 | Full Conversion | INR | [40 empty] | #VALUE! | #VALUE! | #VALUE!
11.11 | Pointing on tile brick work with cement mortar 1:3 (1 cement: 3 fine sand): | BI01010001010000000000000515BI0100001518
11.12 | Flush/ Ruled/ Struck or weathered pointing | BI01010001010000000000000515BI0100001519 | 20 | sqm | 288.77 |  |  | Excess(+) | 1 | Full Conversion | INR | [40 empty] | #VALUE! | #VALUE! | #VALUE!
11.13 | White washing with lime to give an even shade: | BI01010001010000000000000515BI0100001520
11.14 | New work (three or more coats) | BI01010001010000000000000515BI0100001521 | 100 | sqm | 32.2 |  |  | Excess(+) | 1 | Full Conversion | INR | [40 empty] | #VALUE! | #VALUE! | #VALUE!
11.15 | Distempering with 1st quality acrylic distemper (ready mixed) having VOC content less than 50 gram/litre, of approved manufacturer and of required shade and colour all complete to achieve even shade and colour: | BI01010001010000000000000515BI0100001522
11.16 | New work (two or more coats) over and including water thinnable priming coat with cement primer having VOC content less than 50 gram/litre | BI01010001010000000000000515BI0100001523 | 150 | sqm | 153.08 |  |  | Excess(+) | 1 | Full Conversion | INR | [40 empty] | #VALUE! | #VALUE! | #VALUE!
11.17 | Finishing walls with Acrylic Smooth exterior paint of required shade: | BI01010001010000000000000515BI0100001524
11.18 | New work (Two or more coat applied @ 1.67 ltr/10 sqm over and including priming coat of exterior primer applied @ 0.90 litre/10 sqm) | BI01010001010000000000000515BI0100001525 | 150 | sqm | 132.43 |  |  | Excess(+) | 1 | Full Conversion | INR | [40 empty] | #VALUE! | #VALUE! | #VALUE!
11.19 | Painting with silicon & acrylic emulsion based water thinnable sealer of approved brand and manufacture on wet or patchy portion of plastered surfaces: | BI01010001010000000000000515BI0100001526
11.2 | Two coats | BI01010001010000000000000515BI0100001527 | 50 | sqm | 133.33 |  |  | Excess(+) | 1 | Full Conversion | INR | [40 empty] | #VALUE! | #VALUE! | #VALUE!
11.21 | Painting (two or more coats) on rain water, soil waste and vent pipes and fittings with black anticorrosive bitumastic paint of approved brand and manufacture, over and including a priming of ready mixed zinc chromate yellow primer on new work: | BI01010001010000000000000515BI0100001528
11.22 | 100 mm diameter pipes | BI01010001010000000000000515BI0100001529 | 50 | metre | 62.95 |  |  | Excess(+) | 1 | Full Conversion | INR | [40 empty] | #VALUE! | #VALUE! | #VALUE!
11.23 | 150 mm diameter pipes | BI01010001010000000000000515BI0100001530 | 50 | metre | 93.84 |  |  | Excess(+) | 1 | Full Conversion | INR | [40 empty] | #VALUE! | #VALUE! | #VALUE!
11.24 | Painting (two or more coats) on rain water, soil waste and vent pipes and fittings with synthetic enamel paint of approved brand and manufacture and required colour over a priming coat of approved steel primer on new work. | BI01010001010000000000000515BI0100001531
11.25 | 100 mm diameter pipes | BI01010001010000000000000515BI0100001532 | 50 | metre | 67.61 |  |  | Excess(+) | 1 | Full Conversion | INR | [40 empty] | #VALUE! | #VALUE! | #VALUE!
11.26 | 150 mm diameter pipes | BI01010001010000000000000515BI0100001533 | 50 | metre | 100.72 |  |  | Excess(+) | 1 | Full Conversion | INR | [40 empty] | #VALUE! | #VALUE! | #VALUE!
11.27 | Painting with synthetic enamel paint of approved brand and manufacture to give an even shade : | BI01010001010000000000000515BI0100001534
11.28 | Two or more coats on new work | BI01010001010000000000000515BI0100001535 | 50 | sqm | 128.55 |  |  | Excess(+) | 1 | Full Conversion | INR | [40 empty] | #VALUE! | #VALUE! | #VALUE!
11.29 | Painting with synthetic enamel paint of approved brand and manufacture of required colour to give an even shade: | BI01010001010000000000000515BI0100001536
11.3 | Two or more coats on new work over an under coat of suitable shade with ordinary paint of approved brand and manufacture | BI01010001010000000000000515BI0100001537 | 50 | sqm | 186.56 |  |  | Excess(+) | 1 | Full Conversion | INR | [40 empty] | #VALUE! | #VALUE! | #VALUE!
11.31 | French spirit polishing : | BI01010001010000000000000515BI0100001538
11.32 | Two or more coats on new works including a coat of wood filler | BI01010001010000000000000515BI0100001539 | 50 | sqm | 367.98 |  |  | Excess(+) | 1 | Full Conversion | INR | [40 empty] | #VALUE! | #VALUE! | #VALUE!
11.33 | Polishing on wood work with ready mixed wax polish of approved brand and manufacture : | BI01010001010000000000000515BI0100001540
11.34 | New work | BI01010001010000000000000515BI0100001541 | 10 | sqm | 162.98 |  |  | Excess(+) | 1 | Full Conversion | INR | [40 empty] | #VALUE! | #VALUE! | #VALUE!
11.35 | Lettering with black Japan paint of approved brand and manufacture | BI01010001010000000000000515BI0100001542 | 10 | per letter per cm height | 5.07 |  |  | Excess(+) | 1 | Full Conversion | INR | [40 empty] | #VALUE! | #VALUE! | #VALUE!
11.36 | Washed stone grit plaster on exterior walls height upto 10 metre above ground level, in two layers, under layer 12 mm cement plaster 1:4 (1 cement : 4 coarse sand ), furrowing the under layer with scratching tool, applying cement slurry on the under layer @ 2 Kg of cement per square metre, top layer 15 mm cement plaster 1:1/2:2 (1 cement: 1/2 coarse sand : 2 stone chipping 10 mm nominal size), in panels with groove all around as per approved pattern, including scrubbing and washing the top layer with brushes and water to expose the stone chippings ,complete as per specification and direction of Engineer-in-charge (payment for providing grooves shall be made separately). | BI01010001010000000000000515BI0100001543 | 50 | sqm | 958.39 |  |  | Excess(+) | 1 | Full Conversion | INR | [40 empty] | #VALUE! | #VALUE! | #VALUE!
11.37 | Forming groove of uniform size in the top layer of washed stone grit plaster as per approved pattern using wooden battens, nailed to the under layer, including removal of wooden battens, repair to the edges of panels and finishing the groove complete as per specifications and direction of the Engineer-in-charge : | BI01010001010000000000000515BI0100001544
11.38 | 15 mm wide and 15 mm deep groove | BI01010001010000000000000515BI0100001545 | 50 | metre | 61.96 |  |  | Excess(+) | 1 | Full Conversion | INR | [40 empty] | #VALUE! | #VALUE! | #VALUE!
11.39 | Extra for washed grit plaster on exterior walls of height more than 10 m from ground level for every additional height of 3 m or part thereof. | BI01010001010000000000000515BI0100001546 | 50 | sqm | 136.76 |  |  | Excess(+) | 1 | Full Conversion | INR | [40 empty] | #VALUE! | #VALUE! | #VALUE!
11.4 | Forming groove of uniform size from 12x12 mm and upto 25x15 mm in the top layer of washed stone grit plastered surface as per approved pattern, including providing and fixing aluminum channels of appropriate size and thickness (not less than 2 mm), nailed to the under layer with rust proof screws and nails and finishing the groove complete as per specifications and direction of the Engineer-in-Charge. | BI01010001010000000000000515BI0100001547 | 20 | metre | 82.95 |  |  | Excess(+) | 1 | Full Conversion | INR | [40 empty] | #VALUE! | #VALUE! | #VALUE!
11.41 | Extra for using white cement in place of ordinary cement in the top layer of the item of washed stone grit plaster. | BI01010001010000000000000515BI0100001548 | 10 | sqm | 62.71 |  |  | Excess(+) | 1 | Full Conversion | INR | [40 empty] | #VALUE! | #VALUE! | #VALUE!
11.42 | Providing and applying white cement based putty of average thickness 1 mm, of approved brand and manufacturer, over the plastered wall surface to prepare the surface even and smooth complete. | BI01010001010000000000000515BI0100001549 | 100 | sqm | 128.67 |  |  | Excess(+) | 1 | Full Conversion | INR | [40 empty] | #VALUE! | #VALUE! | #VALUE!
11.43 | Distempering with 1st quality acrylic distemper (ready mixed) having VOC (Volatile Organic Compound ) content less than 50 gram/ litre, of approved brand and manufacturer including applying additional coats wherever required to achieve even shade and colour | BI01010001010000000000000515BI0100001550
11.44 | Old work (one or more coats) | BI01010001010000000000000515BI0100001551 | 250 | sqm | 51.7 |  |  | Excess(+) | 1 | Full Conversion | INR | [40 empty] | #VALUE! | #VALUE! | #VALUE!
11.45 | Wall painting with acrylic emulsion paint, having VOC (Volatile Organic Compound ) content less than 50 grams/ litre, of approved brand and manufacture, including applying additional coats wherever required, to achieve even shade and colour. | BI01010001010000000000000515BI0100001552
11.46 | One coat | BI01010001010000000000000515BI0100001553 | 50 | sqm | 75.86 |  |  | Excess(+) | 1 | Full Conversion | INR | [40 empty] | #VALUE! | #VALUE! | #VALUE!
11.47 | Two coats | BI01010001010000000000000515BI0100001554 | 10 | sqm | 113.34 |  |  | Excess(+) | 1 | Full Conversion | INR | [40 empty] | #VALUE! | #VALUE! | #VALUE!
11.48 | 6 mm plaster on cement concrete or reinforced cement concrete work with white cement based polymer modified self curing mortar of approved make as per the direction of Engineer-In-Charge. | BI01010001010000000000000515BI0100001555 | 75 | sqm | 221.94 |  |  | Excess(+) | 1 | Full Conversion | INR | [40 empty] | #VALUE! | #VALUE! | #VALUE!
11.49 | White washing with lime to give an even shade: | BI01010001010000000000000515BI0100001556
11.5 | Old work (two or more coats) | BI01010001010000000000000515BI0100001557 | 100 | sqm | 18.84 |  |  | Excess(+) | 1 | Full Conversion | INR | [40 empty] | #VALUE! | #VALUE! | #VALUE!
11.51 | Removing white or colour wash by scrapping and sand papering and preparing the surface smooth including necessary repairs to scratches etc. complete | BI01010001010000000000000515BI0100001558 | 250 | sqm | 16.28 |  |  | Excess(+) | 1 | Full Conversion | INR | [40 empty] | #VALUE! | #VALUE! | #VALUE!
11.52 | Removing dry or oil bound distemper, water proofing cement paint and the like by scrapping, sand papering and preparing the surface smooth including necessary repairs to scratches etc. complete. | BI01010001010000000000000515BI0100001559 | 250 | sqm | 20.73 |  |  | Excess(+) | 1 | Full Conversion | INR | [40 empty] | #VALUE! | #VALUE! | #VALUE!
11.53 | Painting with synthetic enamel paint of approved brand and manufacture of required colour to give an even shade: | BI01010001010000000000000515BI0100001560
11.54 | One or more coats on old work | BI01010001010000000000000515BI0100001561 | 100 | sqm | 84.76 |  |  | Excess(+) | 1 | Full Conversion | INR | [40 empty] | #VALUE! | #VALUE! | #VALUE!
11.55 | French spirit polishing : | BI01010001010000000000000515BI0100001562
11.56 | One or more coats on old work | BI01010001010000000000000515BI0100001563 | 50 | sqm | 185.37 |  |  | Excess(+) | 1 | Full Conversion | INR | [40 empty] | #VALUE! | #VALUE! | #VALUE!
11.57 | Polishing on wood work with ready made wax polish of approved brand and manufacture : | BI01010001010000000000000515BI0100001564
11.58 | Old work | BI01010001010000000000000515BI0100001565 | 10 | sqm | 82.29 |  |  | Excess(+) | 1 | Full Conversion | INR | [40 empty] | #VALUE! | #VALUE! | #VALUE!
11.59 | Finishing walls with textured exterior paint of required shade: | BI01010001010000000000000515BI0100001566
11.6 | Old work (Two or more coats on existing cement paint surface applied @ 3.28 Itr/10 sqm. | BI01010001010000000000000515BI0100001567 | 10 | sqm | 139.52 |  |  | Excess(+) | 1 | Full Conversion | INR | [40 empty] | #VALUE! | #VALUE! | #VALUE!
11.61 | Old work (One or more coats) applied @ 1.82 Itr/10 sqm. | BI01010001010000000000000515BI0100001568 | 10 | sqm | 89.96 |  |  | Excess(+) | 1 | Full Conversion | INR | [40 empty] | #VALUE! | #VALUE! | #VALUE!
11.62 | Finishing walls with Premium Acrylic Smooth exterior paint with Silicone additives of required shade | BI01010001010000000000000515BI0100001569
11.63 | Old work (Two or more coats applied @ 1.43 V/ 10 sqm) over existing cement paint surface | BI01010001010000000000000515BI0100001570 | 100 | sqm | 108.27 |  |  | Excess(+) | 1 | Full Conversion | INR | [40 empty] | #VALUE! | #VALUE! | #VALUE!
12 | REPAIRS TO BUILDING | BI01010001010000000000000515BI0100001571
12.01 | Repairs to plaster of thickness 12 mm to 20 mm in patches of area 2.5 sq.meters and under, including cutting the patch in proper shape, raking out joints and preparing and plastering the surface of the walls complete, including disposal of rubbish to the dumping ground, all complete as per direction of Engineer-in-Charge. | BI01010001010000000000000515BI0100001572
12.02 | With cement mortar 1:4 (1cement: 4 coarse sand) | BI01010001010000000000000515BI0100001573 | 50 | sqm | 462.19 |  |  | Excess(+) | 1 | Full Conversion | INR | [40 empty] | #VALUE! | #VALUE! | #VALUE!
12.03 | Fixing chowkhats in existing opening including embedding chowkhats in floors or walls cutting masonry for holdfasts, embedding hold fasts in cement concrete blocks of size 15 x 10 x 10 cm with cement concrete 1:3:6 (1 cement : 3 coarse sand : 6 graded stone aggregate 20 mm nominal size), painting two coats of approved wood preservative to sides of chowkhats and making good the damages to walls and floors as required complete, including disposal of rubbish to the dumping ground, all complete as per direction of Engineer-in-Charge. | BI01010001010000000000000515BI0100001574
12.04 | Door chowkhats | BI01010001010000000000000515BI0100001575 | 15 | each | 1469.9 |  |  | Excess(+) | 1 | Full Conversion | INR | [40 empty] | #VALUE! | #VALUE! | #VALUE!
12.05 | Window chowkhats | BI01010001010000000000000515BI0100001576 | 10 | each | 927.8 |  |  | Excess(+) | 1 | Full Conversion | INR | [40 empty] | #VALUE! | #VALUE! | #VALUE!
12.06 | Making the opening in brick masonry including dismantling in floor or walls by cutting masonry and making good the damages to walls, flooring and jambs complete, to match existing surface including disposal of mulba/ rubbish to the nearest municipal dumping ground, all complete as per direction of Engineer-in-Charge. | BI01010001010000000000000515BI0100001577
12.07 | For door/ window/ clerestory window | BI01010001010000000000000515BI0100001578 | 25 | sqm | 1042.59 |  |  | Excess(+) | 1 | Full Conversion | INR | [40 empty] | #VALUE! | #VALUE! | #VALUE!
12.08 | Renewing glass panes, with putty and nails wherever necessary including racking out the old putty: | BI01010001010000000000000515BI0100001579
12.09 | Float glass panes of nominal thickness 4 mm (weight not less than 10kg/sqm) | BI01010001010000000000000515BI0100001580 | 50 | sqm | 899.35 |  |  | Excess(+) | 1 | Full Conversion | INR | [40 empty] | #VALUE! | #VALUE! | #VALUE!
12.1 | Renewal of old putty of glass panes (length) | BI01010001010000000000000515BI0100001581 | 500 | metre | 46.3 |  |  | Excess(+) | 1 | Full Conversion | INR | [40 empty] | #VALUE! | #VALUE! | #VALUE!
12.11 | Refixing old glass panes with putty and nails | BI01010001010000000000000515BI0100001582 | 10 | sqm | 601.83 |  |  | Excess(+) | 1 | Full Conversion | INR | [40 empty] | #VALUE! | #VALUE! | #VALUE!
12.12 | Raking out joints in lime or cement mortar and preparing the surface for re-pointing or replastering, including disposal of rubbish to the dumping ground, all complete as per direction of Engineer-in-Charge. | BI01010001010000000000000515BI0100001583 | 25 | sqm | 59.74 |  |  | Excess(+) | 1 | Full Conversion | INR | [40 empty] | #VALUE! | #VALUE! | #VALUE!
12.13 | Providing and fixing bright finished brass hard drawn hooks and eyes : | BI01010001010000000000000515BI0100001584
12.14 | 300 mm | BI01010001010000000000000515BI0100001585 | 10 | each | 83.98 |  |  | Excess(+) | 1 | Full Conversion | INR | [40 empty] | #VALUE! | #VALUE! | #VALUE!
12.15 | Providing and fixing double scaffolding system (cup lock type) on the exterior side, up to seven story height made with 40 mm dia M.S. tube 1.5 m centre to centre, horizontal & vertical tubes joining with cup & lock system with M.S. tubes, M.S. tube challies, M.S. clamps and M.S. staircase system in the scaffolding for working platform etc. and maintaining it in a serviceable condition for the required duration as approved and removing it there after. The scaffolding system shall be stiffened with bracings, runners, connection with the building etc wherever required for inspection of work at required locations with essential safety features for the workmen etc. complete as per directions and approval of Engineer-in-charge. The elevational area of the scaffolding shall be measured for payment purpose. The payment will be made once irrespective of duration of scaffolding. Note: - This item to be used for maintenance work judicially, necessary deduction for scaffolding in the existing item to be done. | BI01010001010000000000000515BI0100001586 | 500 | sqm | 278.92 |  |  | Excess(+) | 1 | Full Conversion | INR | [40 empty] | #VALUE! | #VALUE! | #VALUE!
12.16 | Cleaning of terrace/loft water storage tank (inside surface area) upto 2000 litre capacity at all heights with coconut brushes, duster etc., removal of silt, rubbish from the tank and cleaning the tank with fresh water disinfecting with bleaching powder @ 0.5gm per litre capacity of tank including marking the date of cleaning on the side of tank body with the help of stencil and paint and disposing of malba all complete as per direction of Engineer- in-Charge. (The old date already written on tank should be removed with paint remover or black paint and if date is not written with the stencil or old date is not removed deduction will be made @ Rs. 0.10 per litre) (if during cleaning any GI fittings or ball cock is damaged that is to be repaired by contractor at his own cost and nothing extra will be paid on this account) | BI01010001010000000000000515BI0100001587 | 500 | litre | 0.41 |  |  | Excess(+) | 1 | Full Conversion | INR | [40 empty] | #VALUE! | #VALUE! | #VALUE!
12.17 | Cutting holes of required size in brick masonry wall for fixing of exhaust fan including providing and fixing 300 mm dia PVC pipe conforming BIS-12818 and making good the same etc. complete as per direction of Engineer-in- charge. | BI01010001010000000000000515BI0100001588 | 25 | each | 237.56 |  |  | Excess(+) | 1 | Full Conversion | INR | [40 empty] | #VALUE! | #VALUE! | #VALUE!
12.18 | Hacking of CC flooring including cleaning for surface etc. complete as per direction of the Engineer-in-Charge. | BI01010001010000000000000515BI0100001589 | 500 | sqm | 2.84 |  |  | Excess(+) | 1 | Full Conversion | INR | [40 empty] | #VALUE! | #VALUE! | #VALUE!
12.19 | Dismantling 15 to 40 mm dia G.I. pipe including stacking of dismantled pipes (within 50 metres lead) as per direction of Engineer-in-Charge. (a) Internal Work- Exposed on wall | BI01010001010000000000000515BI0100001590 | 25 | metre | 2.67 |  |  | Excess(+) | 1 | Full Conversion | INR | [40 empty] | #VALUE! | #VALUE! | #VALUE!
12.2 | Taking out existing wooden door shutter, repair by cutting, painting etc. and refixing of repaired door shutters to existing door frames, including replacement of hinges with screws, etc. as required, all complete as per the direction of the Engineer-in-charge. | BI01010001010000000000000515BI0100001591 | 10 | each | 353.83 |  |  | Excess(+) | 1 | Full Conversion | INR | [40 empty] | #VALUE! | #VALUE! | #VALUE!
13 | Dismantling and Demolishing | BI01010001010000000000000515BI0100001592
13.01 | Demolishing cement concrete manually/ by mechanical means including disposal of material within 50 metres lead as per direction of Engineer - in - charge. | BI01010001010000000000000515BI0100001593
13.02 | Nominal concrete 1:3:6 or richer mix (including equivalent design mix) | BI01010001010000000000000515BI0100001594 | 5 | cum | 2007.29 |  |  | Excess(+) | 1 | Full Conversion | INR | [40 empty] | #VALUE! | #VALUE! | #VALUE!
13.03 | Nominal concrete 1:4:8 or leaner mix (including equivalent design mix) | BI01010001010000000000000515BI0100001595 | 5 | cum | 1239.87 |  |  | Excess(+) | 1 | Full Conversion | INR | [40 empty] | #VALUE! | #VALUE! | #VALUE!
13.04 | Demolishing R.C.C. work manually/ by mechanical means including stacking of steel bars and disposal of unserviceable material within 50 metres lead as per direction of Engineer - in- charge. | BI01010001010000000000000515BI0100001596 | 5 | cum | 2928.38 |  |  | Excess(+) | 1 | Full Conversion | INR | [40 empty] | #VALUE! | #VALUE! | #VALUE!
13.05 | Extra for cutting reinforcement bars manually/ by mechanical means in R.C.C. or R.B. work (Payment shall be made on the cross sectional area of R.C.C. or R.B. work) as per direction of Engineer-in-charge. | BI01010001010000000000000515BI0100001597 | 5 | sqm | 945.98 |  |  | Excess(+) | 1 | Full Conversion | INR | [40 empty] | #VALUE! | #VALUE! | #VALUE!
13.06 | Demolishing brick work manually/ by mechanical means including stacking of serviceable material and disposal of unserviceable material within 50 metres lead as per direction of Engineer-in-charge. | BI01010001010000000000000515BI0100001598
13.07 | In cement mortar | BI01010001010000000000000515BI0100001599 | 5 | cum | 1698.85 |  |  | Excess(+) | 1 | Full Conversion | INR | [40 empty] | #VALUE! | #VALUE! | #VALUE!
13.08 | Removing mortar from bricks and cleaning bricks including stacking within a lead of 50 m (stacks of cleaned bricks shall be measured): | BI01010001010000000000000515BI0100001600
13.09 | From brick work in cement mortar | BI01010001010000000000000515BI0100001601 | 5 | 1000 Nos | 5525.52 |  |  | Excess(+) | 1 | Full Conversion | INR | [40 empty] | #VALUE! | #VALUE! | #VALUE!
13.1 | Dismantling doors, windows and clerestory windows (steel or wood) shutter including chowkhats, architrave, holdfasts etc. complete and stacking within 50 metres lead : | BI01010001010000000000000515BI0100001602
13.11 | Of area 3 sq. metres and below | BI01010001010000000000000515BI0100001603 | 25 | each | 302.79 |  |  | Excess(+) | 1 | Full Conversion | INR | [40 empty] | #VALUE! | #VALUE! | #VALUE!
13.12 | Of area beyond 3 sq. metres | BI01010001010000000000000515BI0100001604 | 25 | each | 414.57 |  |  | Excess(+) | 1 | Full Conversion | INR | [40 empty] | #VALUE! | #VALUE! | #VALUE!
13.13 | Taking out doors, windows and clerestory window shutters (steel or wood) including stacking within 50 metres lead : | BI01010001010000000000000515BI0100001605
13.14 | Of area 3 sq. metres and below | BI01010001010000000000000515BI0100001606 | 25 | each | 118.33 |  |  | Excess(+) | 1 | Full Conversion | INR | [40 empty] | #VALUE! | #VALUE! | #VALUE!
13.15 | Dismantling wood work in frames, trusses, purlins and rafters up to 10 metres span and 5 metres height including stacking the material within 50 metres lead : | BI01010001010000000000000515BI0100001607
13.16 | Of sectional area below 40 square centimetres | BI01010001010000000000000515BI0100001608 | 50 | metre | 14.71 |  |  | Excess(+) | 1 | Full Conversion | INR | [40 empty] | #VALUE! | #VALUE! | #VALUE!
13.17 | Dismantling steel work in built up sections in angles, tees, flats and channels including all gusset plates, bolts, nuts, cutting rivets, welding etc. including dismembering and stacking within 50 metres lead. | BI01010001010000000000000515BI0100001609 | 500 | kg | 4.65 |  |  | Excess(+) | 1 | Full Conversion | INR | [40 empty] | #VALUE! | #VALUE! | #VALUE!
13.18 | Dismantling tile work in floors and roofs laid in cement mortar including stacking material within 50 metres lead. | BI01010001010000000000000515BI0100001610
13.19 | For thickness of tiles 10 mm to 25 mm | BI01010001010000000000000515BI0100001611 | 200 | sqm | 60.52 |  |  | Excess(+) | 1 | Full Conversion | INR | [40 empty] | #VALUE! | #VALUE! | #VALUE!
13.2 | Demolishing dry brick pitching in floors, drains etc. including stacking of serviceable material and disposal of unserviceable material within 50 metres lead : | BI01010001010000000000000515BI0100001612 | 50 | cum | 1086.54 |  |  | Excess(+) | 1 | Full Conversion | INR | [40 empty] | #VALUE! | #VALUE! | #VALUE!
13.21 | Dismantling stone slab flooring laid in cement mortar including stacking of serviceable material and disposal of unserviceable material within 50 metres lead. | BI01010001010000000000000515BI0100001613 | 10 | sqm | 219.71 |  |  | Excess(+) | 1 | Full Conversion | INR | [40 empty] | #VALUE! | #VALUE! | #VALUE!
13.22 | Dismantling roofing including ridges, hips, valleys and gutters etc., and stacking the material within 50 metres lead of: | BI01010001010000000000000515BI0100001614
13.23 | G.S. Sheet | BI01010001010000000000000515BI0100001615 | 250 | sqm | 136.01 |  |  | Excess(+) | 1 | Full Conversion | INR | [40 empty] | #VALUE! | #VALUE! | #VALUE!
13.24 | Asbestos Cement sheet | BI01010001010000000000000515BI0100001616 | 50 | sqm | 63.74 |  |  | Excess(+) | 1 | Full Conversion | INR | [40 empty] | #VALUE! | #VALUE! | #VALUE!
13.25 | Dismantling and stacking within 50 metres lead, fencing posts or struts including all earth work and dismantling of concrete etc. in base of: | BI01010001010000000000000515BI0100001617
13.26 | T’ or ‘L’ iron or pipe | BI01010001010000000000000515BI0100001618 | 10 | each | 190.4 |  |  | Excess(+) | 1 | Full Conversion | INR | [40 empty] | #VALUE! | #VALUE! | #VALUE!
13.27 | Dismantling barbed wire or flexible wire rope in fencing including making rolls and stacking within 50 metres lead. | BI01010001010000000000000515BI0100001619 | 100 | kg | 30.34 |  |  | Excess(+) | 1 | Full Conversion | INR | [40 empty] | #VALUE! | #VALUE! | #VALUE!
13.28 | Dismantling expanded metal or I.R.C. fabrics with necessary battens and beading including stacking the serviceable material within 50 metres lead. | BI01010001010000000000000515BI0100001620 | 50 | sqm | 62.5 |  |  | Excess(+) | 1 | Full Conversion | INR | [40 empty] | #VALUE! | #VALUE! | #VALUE!
13.29 | Dismantling wooden boardings in lining of walls and partitions, excluding supporting members but including stacking within 50 metres lead : | BI01010001010000000000000515BI0100001621
13.3 | Up to 10 mm thick | BI01010001010000000000000515BI0100001622 | 10 | sqm | 50.3 |  |  | Excess(+) | 1 | Full Conversion | INR | [40 empty] | #VALUE! | #VALUE! | #VALUE!
13.31 | Thickness above 10 mm up to 25 mm | BI01010001010000000000000515BI0100001623 | 10 | sqm | 64.11 |  |  | Excess(+) | 1 | Full Conversion | INR | [40 empty] | #VALUE! | #VALUE! | #VALUE!
13.32 | Thickness above 25 mm up to 40 | BI01010001010000000000000515BI0100001624 | 50 | sqm | 74.5 |  |  | Excess(+) | 1 | Full Conversion | INR | [40 empty] | #VALUE! | #VALUE! | #VALUE!
13.33 | Dismantling cement asbestos or other hard board ceiling or partition walls including stacking of serviceable materials and disposal of unserviceable materials within 50 metres lead. | BI01010001010000000000000515BI0100001625 | 50 | sqm | 46.46 |  |  | Excess(+) | 1 | Full Conversion | INR | [40 empty] | #VALUE! | #VALUE! | #VALUE!
13.34 | Dismantling C.I. or asbestos rain water pipe with fittings and clamps including stacking the material within 50 metres lead : | BI01010001010000000000000515BI0100001626
13.35 | 100 mm dia pipe | BI01010001010000000000000515BI0100001627 | 50 | metre | 64.31 |  |  | Excess(+) | 1 | Full Conversion | INR | [40 empty] | #VALUE! | #VALUE! | #VALUE!
13.36 | Dismantling C.I. pipes including excavation and refilling trenches after taking out the pipes, manually/ by mechanical means breaking lead caulked joints, melting of lead and making into blocks including stacking of pipes & lead at site within 50 metre lead as per direction of Engineer-in-charge: | BI01010001010000000000000515BI0100001628
13.37 | Up to 150 mm diameter | BI01010001010000000000000515BI0100001629 | 25 | metre | 274.09 |  |  | Excess(+) | 1 | Full Conversion | INR | [40 empty] | #VALUE! | #VALUE! | #VALUE!
13.38 | Dismantling of road gully chamber of various sizes including C.I. grating with frame including stacking of useful materials near the site and disposal of unserviceable materials within 50 metres lead including refilling the excavated gap. | BI01010001010000000000000515BI0100001630 | 5 | each | 790.59 |  |  | Excess(+) | 1 | Full Conversion | INR | [40 empty] | #VALUE! | #VALUE! | #VALUE!
13.39 | Dismantling old plaster or skirting raking out joints and cleaning the surface for plaster including disposal of rubbish to the dumping ground within 50 metres lead. | BI01010001010000000000000515BI0100001631 | 25 | sqm | 45.06 |  |  | Excess(+) | 1 | Full Conversion | INR | [40 empty] | #VALUE! | #VALUE! | #VALUE!
13.4 | Dismantling aluminium/ Gypsum partitions, doors, windows, fixed glazing and false ceiling including disposal of unserviceable material and stacking of serviceable material with in 50 meters lead as directed by Engineer- in-charge. | BI01010001010000000000000515BI0100001632 | 100 | sqm | 46.46 |  |  | Excess(+) | 1 | Full Conversion | INR | [40 empty] | #VALUE! | #VALUE! | #VALUE!
13.41 | Disposal of building rubbish / malba / similar unserviceable, dismantled or waste materials by mechanical means, including loading, transporting, unloading to approved municipal dumping ground or as approved by Engineer-in-charge, beyond 50 m initial lead, for all leads including all lifts involved. | BI01010001010000000000000515BI0100001633 | 200 | cum | 217.65 |  |  | Excess(+) | 1 | Full Conversion | INR | [40 empty] | #VALUE! | #VALUE! | #VALUE!
14 | ROAD WORK | BI01010001010000000000000515BI0100001634
14.01 | Cutting road and making good the same including supply of extra quantities of materials i.e. aggregate, moorum screening, red bajri and labour required. | BI01010001010000000000000515BI0100001635
14.02 | Bituminous portion | BI01010001010000000000000515BI0100001636 | 5 | cum | 4149.62 |  |  | Excess(+) | 1 | Full Conversion | INR | [40 empty] | #VALUE! | #VALUE! | #VALUE!
14.03 | Fencing with angle iron post placed at required distance embedded in cement concrete blocks, every 15th post, last but one end post and corner post shall be strutted on both sides and end post on one side only and provided with horizontal lines and two diagonals interwoven with horizontal wires, of barbed wire weighing 9.38 kg per 100 m (minimum), between the two posts fitted and fixed with G.I. staples, turn buckles etc. complete. (Cost of posts, struts, earth work and concrete work to be paid for separately). Payment to be made per metre cost of total length of barbed wire used. | BI01010001010000000000000515BI0100001637
14.04 | With G.I. barbed wire | BI01010001010000000000000515BI0100001638 | 500 | metre | 18.22 |  |  | Excess(+) | 1 | Full Conversion | INR | [40 empty] | #VALUE! | #VALUE! | #VALUE!
14.05 | Supplying at site Angle iron post & strut of required size including bottom to be split and bent at right angle in opposite direction for 10 cm length and drilling holes upto 10 mm dia. etc. complete. | BI01010001010000000000000515BI0100001639 | 50 | kg | 103.69 |  |  | Excess(+) | 1 | Full Conversion | INR | [40 empty] | #VALUE! | #VALUE! | #VALUE!
14.06 | Painting runway/taxi track/apron marking with adequate nos of coats to give uniform finish with road marking paint of superior make as approved by the Engineer-in-charge, including cleaning the surface of ail dirt, scales, oil, grease and other foreign material etc. and lining out complete. | BI01010001010000000000000515BI0100001640
14.07 | New work (Two or more coats) | BI01010001010000000000000515BI0100001641 | 10 | sqm | 155.19 |  |  | Excess(+) | 1 | Full Conversion | INR | [40 empty] | #VALUE! | #VALUE! | #VALUE!
14.08 | Old work (One or more coats) | BI01010001010000000000000515BI0100001642 | 10 | sqm | 99.61 |  |  | Excess(+) | 1 | Full Conversion | INR | [40 empty] | #VALUE! | #VALUE! | #VALUE!
14.09 | Painting road surface marking with adequate nos of coats to give uniform finish with ready mixed road marking paint conforming to IS : 164, on bituminous surface in white/yellow shade, including cleaning the surface of all dirt, scales, oil, grease and foreign material etc. complete. | BI01010001010000000000000515BI0100001643
14.1 | New work (Two or more coats) | BI01010001010000000000000515BI0100001644 | 10 | sqm | 238.22 |  |  | Excess(+) | 1 | Full Conversion | INR | [40 empty] | #VALUE! | #VALUE! | #VALUE!
14.11 | Old work (One or more coats) | BI01010001010000000000000515BI0100001645 | 10 | sqm | 156.55 |  |  | Excess(+) | 1 | Full Conversion | INR | [40 empty] | #VALUE! | #VALUE! | #VALUE!
14.12 | Providing and laying at or near ground level factory made kerb stone of M-25 grade cement concrete in position to the required line, level and curvature, jointed with cement mortar 1:3 (1 cement: 3 coarse sand), including making joints with or without grooves (thickness of joints except at sharp curve shall not to more than 5 mm), including making drainage opening wherever required complete etc. as per direction of Engineer- in-charge (length of finished kerb edging shall be measured to calculate volume for payment). (Precast C.C. kerb stone shall be approved by Engineer-in-charge). | BI01010001010000000000000515BI0100001646 | 2 | cum | 8343.03 |  |  | Excess(+) | 1 | Full Conversion | INR | [40 empty] | #VALUE! | #VALUE! | #VALUE!
14.13 | Providing and laying C.C. pavement of mix M-25 with ready mixed concrete from batching plant. The ready mixed concrete shall be laid and finished with screed board vibrator , vacuum dewatering process and finally finished by floating, brooming with wire brush etc. complete as per specifications and directions of Engineer-in-charge. (The panel shuttering work shall be paid for separately). (Note:- Cement content considered in this item is @ 330 kg/cum. Excess/ less cement used as per design mix is payable/ recoverable separately). | BI01010001010000000000000515BI0100001647 | 10 | cum | 8100.76 |  |  | Excess(+) | 1 | Full Conversion | INR | [40 empty] | #VALUE! | #VALUE! | #VALUE!
14.14 | Deduct for using of M-20 grade concrete instead of M-25 grade concrete in C.C. pavement. | BI01010001010000000000000515BI0100001648 | 10 | cum | 168.05 |  |  | Excess(+) | 1 | Full Conversion | INR | [40 empty] | #VALUE! | #VALUE! | #VALUE!
14.15 | Providing and laying factory made chamfered edge Cement Concrete paver blocks in footpath, parks, lawns, drive ways or light traffic parking etc, of required strength, thickness & size/ shape, made by table vibratory method using PU mould, laid in required colour & pattern over 50 mm thick compacted bed of sand, compacting and proper embedding/laying of inter locking paver blocks into the sand bedding layer through vibratory compaction by using plate vibrator, filling the joints with sand and cutting of paver blocks as per required size and pattern, finishing and sweeping extra sand. complete all as per direction of Engineer-in-Charge. | BI01010001010000000000000515BI0100001649
14.16 | 60 mm thick cement concrete paver block of M-35 grade with approved colour, design & pattern. | BI01010001010000000000000515BI0100001650 | 50 | sqm | 862.24 |  |  | Excess(+) | 1 | Full Conversion | INR | [40 empty] | #VALUE! | #VALUE! | #VALUE!
15 | SANITARY INSTALLATIONS | BI01010001010000000000000515BI0100001651
15.01 | Providing and fixing water closet squatting pan (Indian type W.C. pan ) with 100 mm sand cast Iron P or S trap, 10 litre low level white P.V.C. flushing cistern, including flush pipe, with manually controlled device (handle lever) conforming to IS : 7231, with all fittings and fixtures complete, including cutting and making good the walls and floors wherever required: | BI01010001010000000000000515BI0100001652
15.02 | White Vitreous china Orissa pattern W.C. pan of size 580x440 mm with integral type foot rests | BI01010001010000000000000515BI0100001653 | 5 | each | 5580.44 |  |  | Excess(+) | 1 | Full Conversion | INR | [40 empty] | #VALUE! | #VALUE! | #VALUE!
15.03 | Providing and fixing white vitreous china pedestal type water closet (European type W.C. pan) with seat and lid, 10 litre low level white P.V.C. flushing cistern, including flush pipe, with manually controlled device (handle lever), conforming to IS : 7231, with all fittings and fixtures complete, including cutting and making good the walls and floors wherever required : | BI01010001010000000000000515BI0100001654
15.04 | W.C. pan with ISI marked white solid plastic seat and lid | BI01010001010000000000000515BI0100001655 | 5 | each | 5372.76 |  |  | Excess(+) | 1 | Full Conversion | INR | [40 empty] | #VALUE! | #VALUE! | #VALUE!
15.05 | Providing and fixing wash basin with C.I. brackets, 15 mm C.P. brass pillar taps, 32 mm C.P. brass waste of standard pattern, including painting of fittings and brackets, cutting and making good the walls wherever require: | BI01010001010000000000000515BI0100001656
15.06 | White Vitreous China Flat back wash basin size 550x 400 mm with single 15 mm C.P. brass pillar tap | BI01010001010000000000000515BI0100001657 | 5 | each | 1549.6 |  |  | Excess(+) | 1 | Full Conversion | INR | [40 empty] | #VALUE! | #VALUE! | #VALUE!
15.07 | White Vitreous China Surgeon type wash basin of size 660x460 mm with a pair of 15 mm C.P. brass pillar taps with elbow including operated levers | BI01010001010000000000000515BI0100001658 | 5 | each | 2969.07 |  |  | Excess(+) | 1 | Full Conversion | INR | [40 empty] | #VALUE! | #VALUE! | #VALUE!
15.08 | Providing and fixing Stainless Steel A ISI 304 (18/8) kitchen sink as per IS:13983 with C.I. brackets and stainless steel plug 40 mm, including painting of fittings and brackets, cutting and making good the walls wherever required : | BI01010001010000000000000515BI0100001659
15.09 | Kitchen sink with drain board | BI01010001010000000000000515BI0100001660
15.1 | 510x1040 mm bowl depth 250 mm | BI01010001010000000000000515BI0100001661 | 5 | each | 5727.38 |  |  | Excess(+) | 1 | Full Conversion | INR | [40 empty] | #VALUE! | #VALUE! | #VALUE!
15.11 | Kitchen sink without drain board | BI01010001010000000000000515BI0100001662
15.12 | 610x460 mm bowl depth 200 mm | BI01010001010000000000000515BI0100001663 | 5 | each | 3194.35 |  |  | Excess(+) | 1 | Full Conversion | INR | [40 empty] | #VALUE! | #VALUE! | #VALUE!
15.13 | 470x420 mm bowl depth 178 mm | BI01010001010000000000000515BI0100001664 | 5 | each | 2809.59 |  |  | Excess(+) | 1 | Full Conversion | INR | [40 empty] | #VALUE! | #VALUE! | #VALUE!
15.14 | Providing and fixing white vitreous china laboratory sink with C.I. brackets, C.P. brass chain with rubber plug, 40 mm C.P brass waste and 40 mm C.P. brass trap with necessary C.P. brass unions complete, including painting of fittings and brackets, cutting and making good the wall wherever required : | BI01010001010000000000000515BI0100001665
15.15 | Size 450x300x150 mm | BI01010001010000000000000515BI0100001666 | 5 | each | 4140.22 |  |  | Excess(+) | 1 | Full Conversion | INR | [40 empty] | #VALUE! | #VALUE! | #VALUE!
15.16 | Size 600x450x200 mm | BI01010001010000000000000515BI0100001667 | 5 | each | 5430.69 |  |  | Excess(+) | 1 | Full Conversion | INR | [40 empty] | #VALUE! | #VALUE! | #VALUE!
15.17 | Providing and fixing white vitreous china water closet squatting pan (Indian type) : | BI01010001010000000000000515BI0100001668
15.18 | Orissa pattern W.C. pan of size 580x440 mm | BI01010001010000000000000515BI0100001669 | 5 | each | 2613.21 |  |  | Excess(+) | 1 | Full Conversion | INR | [40 empty] | #VALUE! | #VALUE! | #VALUE!
15.19 | Providing and fixing white vitreous china pedestal type (European type/ wash down type) water closet pan. | BI01010001010000000000000515BI0100001670 | 5 | each | 2296.48 |  |  | Excess(+) | 1 | Full Conversion | INR | [40 empty] | #VALUE! | #VALUE! | #VALUE!
15.2 | Providing and fixing 8 mm dia C.P. / S.S. Jet with flexible tube upto 1 metre long with S.S. triangular plate to Eureopean type W.C. of quality and make as approved by Engineer - in - charge. | BI01010001010000000000000515BI0100001671 | 5 | each | 287.91 |  |  | Excess(+) | 1 | Full Conversion | INR | [40 empty] | #VALUE! | #VALUE! | #VALUE!
15.21 | Providing and fixing P.V.C. low level flushing cistern with manually controlled device (handle lever) conforming to IS : 7231, with all fittings and fixtures complete. | BI01010001010000000000000515BI0100001672
15.22 | 10 litre capacity - White | BI01010001010000000000000515BI0100001673 | 5 | each | 981.81 |  |  | Excess(+) | 1 | Full Conversion | INR | [40 empty] | #VALUE! | #VALUE! | #VALUE!
15.23 | Providing and fixing solid plastic seat with lid for pedestal type W.C. pan complete : | BI01010001010000000000000515BI0100001674
15.24 | White solid plastic seat with lid | BI01010001010000000000000515BI0100001675 | 10 | each | 564.73 |  |  | Excess(+) | 1 | Full Conversion | INR | [40 empty] | #VALUE! | #VALUE! | #VALUE!
15.25 | Providing and fixing CP Brass 32 mm size Bottle Trap of approved quality & make and as per the direction of Engineer-in-charge. | BI01010001010000000000000515BI0100001676 | 10 | each | 853.3 |  |  | Excess(+) | 1 | Full Conversion | INR | [40 empty] | #VALUE! | #VALUE! | #VALUE!
15.26 | Providing and fixing white vitreous china wash basin including making all connections but excluding the cost of fittings : | BI01010001010000000000000515BI0100001677
15.27 | Flat back wash basin of size 550x400 mm | BI01010001010000000000000515BI0100001678 | 10 | each | 818.5 |  |  | Excess(+) | 1 | Full Conversion | INR | [40 empty] | #VALUE! | #VALUE! | #VALUE!
15.28 | Providing and fixing white vitreous china laboratory sink including making all connections excluding cost of fittings : | BI01010001010000000000000515BI0100001679
15.29 | Size 450x300x150 mm | BI01010001010000000000000515BI0100001680 | 10 | each | 2072.02 |  |  | Excess(+) | 1 | Full Conversion | INR | [40 empty] | #VALUE! | #VALUE! | #VALUE!
15.3 | Size 600x450x200 mm | BI01010001010000000000000515BI0100001681 | 10 | each | 3362.45 |  |  | Excess(+) | 1 | Full Conversion | INR | [40 empty] | #VALUE! | #VALUE! | #VALUE!
15.31 | Providing and fixing P.V.C. waste pipe for sink or wash basin including P.V.C. waste fittings complete. Semi rigid pipe , 32 mm dia | BI01010001010000000000000515BI0100001682 | 10 | each | 85.67 |  |  | Excess(+) | 1 | Full Conversion | INR | [40 empty] | #VALUE! | #VALUE! | #VALUE!
15.32 | 40 mm dia | BI01010001010000000000000515BI0100001683 | 10 | each | 96.23 |  |  | Excess(+) | 1 | Full Conversion | INR | [40 empty] | #VALUE! | #VALUE! | #VALUE!
15.33 | Flexible pipe | BI01010001010000000000000515BI0100001684
15.34 | 32 mm dia | BI01010001010000000000000515BI0100001685 | 10 | each | 98.58 |  |  | Excess(+) | 1 | Full Conversion | INR | [40 empty] | #VALUE! | #VALUE! | #VALUE!
15.35 | 40 mm dia | BI01010001010000000000000515BI0100001686 | 10 | each | 98.58 |  |  | Excess(+) | 1 | Full Conversion | INR | [40 empty] | #VALUE! | #VALUE! | #VALUE!
15.36 | Providing and fixing 100 mm sand cast Iron grating for gully trap. | BI01010001010000000000000515BI0100001687 | 5 | each | 43.91 |  |  | Excess(+) | 1 | Full Conversion | INR | [40 empty] | #VALUE! | #VALUE! | #VALUE!
15.37 | Providing and fixing 600x450 mm beveled edge mirror of superior glass (of approved quality) complete with 6 mm thick hard board ground fixed to wooden cleats with C.P. brass screws and washers complete. | BI01010001010000000000000515BI0100001688 | 5 | each | 1325.92 |  |  | Excess(+) | 1 | Full Conversion | INR | [40 empty] | #VALUE! | #VALUE! | #VALUE!
15.38 | Providing and fixing mirror of superior glass (of approved quality) and of required shape and size with plastic moulded frame of approved make and shade with 6 mm thick hard board backing : | BI01010001010000000000000515BI0100001689
15.39 | Rectangular shape 1500x450 mm | BI01010001010000000000000515BI0100001690 | 10 | each | 1725.9 |  |  | Excess(+) | 1 | Full Conversion | INR | [40 empty] | #VALUE! | #VALUE! | #VALUE!
15.4 | Providing and fixing toilet paper holder : | BI01010001010000000000000515BI0100001691
15.41 | C.P. brass | BI01010001010000000000000515BI0100001692 | 20 | each | 662.73 |  |  | Excess(+) | 1 | Full Conversion | INR | [40 empty] | #VALUE! | #VALUE! | #VALUE!
15.42 | Providing and fixing soil, waste and vent pipes : 100 mm dia , Sand cast iron S&S pipe as per IS: 1729 | BI01010001010000000000000515BI0100001693 | 10 | metre | 949.86 |  |  | Excess(+) | 1 | Full Conversion | INR | [40 empty] | #VALUE! | #VALUE! | #VALUE!
15.43 | Hubless centrifugally cast (spun) iron pipes epoxy coated inside & outside IS:15905 | BI01010001010000000000000515BI0100001694 | 5 | metre | 964.21 |  |  | Excess(+) | 1 | Full Conversion | INR | [40 empty] | #VALUE! | #VALUE! | #VALUE!
15.44 | 75 mm diameter : | BI01010001010000000000000515BI0100001695
15.45 | Sand cast iron S&S pipe as per IS: 1729 | BI01010001010000000000000515BI0100001696 | 10 | metre | 861.5 |  |  | Excess(+) | 1 | Full Conversion | INR | [40 empty] | #VALUE! | #VALUE! | #VALUE!
15.46 | Providing and filling the joints with spun yarn, cement slurry and cement mortar 1:2 ( 1 cement : 2 fine sand) in S.C.I./ C.I. Pipes : | BI01010001010000000000000515BI0100001697
15.47 | 75 mm dia pipe | BI01010001010000000000000515BI0100001698 | 5 | each | 138.69 |  |  | Excess(+) | 1 | Full Conversion | INR | [40 empty] | #VALUE! | #VALUE! | #VALUE!
15.48 | 100 mm dia pipe | BI01010001010000000000000515BI0100001699 | 5 | each | 163.39 |  |  | Excess(+) | 1 | Full Conversion | INR | [40 empty] | #VALUE! | #VALUE! | #VALUE!
15.49 | Providing and fixing M.S. holder-bat clamps of approved design to Sand Cast iron/cast iron (spun) pipe embedded in and including cement concrete blocks 10x10x10 cm of 1:2:4 mix (1 cement : 2 coarse sand : 4 graded stone aggregate 20 mm nominal size), including cost of cutting holes and making good the walls etc. : | BI01010001010000000000000515BI0100001700
15.5 | For 100 mm dia pipe | BI01010001010000000000000515BI0100001701 | 10 | each | 299.2 |  |  | Excess(+) | 1 | Full Conversion | INR | [40 empty] | #VALUE! | #VALUE! | #VALUE!
15.51 | For 75 mm dia pipe | BI01010001010000000000000515BI0100001702 | 10 | each | 296.85 |  |  | Excess(+) | 1 | Full Conversion | INR | [40 empty] | #VALUE! | #VALUE! | #VALUE!
15.52 | Providing and fixing bend of required degree with access door, insertion rubber washer 3 mm thick, bolts and nuts complete. | BI01010001010000000000000515BI0100001703
15.53 | 100 mm dia | BI01010001010000000000000515BI0100001704
15.54 | Sand cast iron S&S as per IS - 1729 | BI01010001010000000000000515BI0100001705 | 10 | each | 493.52 |  |  | Excess(+) | 1 | Full Conversion | INR | [40 empty] | #VALUE! | #VALUE! | #VALUE!
15.55 | Hubless centrifugally cast (spun) iron epoxy coated inside & outside as per IS:15905 | BI01010001010000000000000515BI0100001706 | 5 | each | 467.71 |  |  | Excess(+) | 1 | Full Conversion | INR | [40 empty] | #VALUE! | #VALUE! | #VALUE!
15.56 | 75 mm dia | BI01010001010000000000000515BI0100001707
15.57 | Sand cast iron S&S as per IS - 1729 | BI01010001010000000000000515BI0100001708 | 10 | each | 413.49 |  |  | Excess(+) | 1 | Full Conversion | INR | [40 empty] | #VALUE! | #VALUE! | #VALUE!
15.58 | Hubless centrifugally cast (spun) iron epoxy coated inside & outside as per IS:15905 | BI01010001010000000000000515BI0100001709 | 5 | each | 345.46 |  |  | Excess(+) | 1 | Full Conversion | INR | [40 empty] | #VALUE! | #VALUE! | #VALUE!
15.59 | Providing and fixing plain bend of required degree. 100 mm dia, Sand cast iron S&S as per IS - 1729 | BI01010001010000000000000515BI0100001710 | 5 | each | 387.93 |  |  | Excess(+) | 1 | Full Conversion | INR | [40 empty] | #VALUE! | #VALUE! | #VALUE!
15.6 | Hubless centrifugally cast (spun) iron pipes epoxy coated inside & outside IS:15905 | BI01010001010000000000000515BI0100001711 | 5 | each | 303.45 |  |  | Excess(+) | 1 | Full Conversion | INR | [40 empty] | #VALUE! | #VALUE! | #VALUE!
15.61 | 75 mm dia | BI01010001010000000000000515BI0100001712
15.62 | Sand cast iron S&S as per IS -1729 | BI01010001010000000000000515BI0100001713 | 5 | each | 310.25 |  |  | Excess(+) | 1 | Full Conversion | INR | [40 empty] | #VALUE! | #VALUE! | #VALUE!
15.63 | Hubless centrifugally cast (spun) iron pipes epoxy coated inside & outside IS:15905 | BI01010001010000000000000515BI0100001714 | 5 | each | 208.21 |  |  | Excess(+) | 1 | Full Conversion | INR | [40 empty] | #VALUE! | #VALUE! | #VALUE!
15.64 | Providing and fixing single equal plain junction of required degree with access door, insertion rubber washer 3 mm thick, bolts and nuts complete. | BI01010001010000000000000515BI0100001715
15.65 | 100x100x100 mm | BI01010001010000000000000515BI0100001716
15.66 | Sand cast iron S&S as per IS - 1729 | BI01010001010000000000000515BI0100001717 | 10 | each | 599.11 |  |  | Excess(+) | 1 | Full Conversion | INR | [40 empty] | #VALUE! | #VALUE! | #VALUE!
15.67 | 75x75x75 mm | BI01010001010000000000000515BI0100001718
15.68 | Sand cast iron S&S as per IS - 1729 | BI01010001010000000000000515BI0100001719 | 10 | each | 519.08 |  |  | Excess(+) | 1 | Full Conversion | INR | [40 empty] | #VALUE! | #VALUE! | #VALUE!
15.69 | Providing and fixing single equal plain junction of required degree :, 100x100x100 mm Sand cast iron S&S as per IS - 1729 | BI01010001010000000000000515BI0100001720 | 10 | each | 516.98 |  |  | Excess(+) | 1 | Full Conversion | INR | [40 empty] | #VALUE! | #VALUE! | #VALUE!
15.7 | Hubless centrifugally cast (spun) iron epoxy coated inside & outside as per IS:15905 | BI01010001010000000000000515BI0100001721 | 5 | each | 479.46 |  |  | Excess(+) | 1 | Full Conversion | INR | [40 empty] | #VALUE! | #VALUE! | #VALUE!
15.71 | 75x75x75 mm | BI01010001010000000000000515BI0100001722
15.72 | Hubless centrifugally cast (spun) iron epoxy coated inside & outside as per IS:15905 | BI01010001010000000000000515BI0100001723 | 5 | each | 278.59 |  |  | Excess(+) | 1 | Full Conversion | INR | [40 empty] | #VALUE! | #VALUE! | #VALUE!
15.73 | Providing and fixing terminal guard : | BI01010001010000000000000515BI0100001724
15.74 | 100 mm | BI01010001010000000000000515BI0100001725
15.75 | Sand cast iron S&S as per IS - 1729 | BI01010001010000000000000515BI0100001726 | 5 | each | 364.47 |  |  | Excess(+) | 1 | Full Conversion | INR | [40 empty] | #VALUE! | #VALUE! | #VALUE!
15.76 | 75 mm | BI01010001010000000000000515BI0100001727
15.77 | Sand cast iron S&S as per IS - 1729 | BI01010001010000000000000515BI0100001728 | 5 | each | 280.94 |  |  | Excess(+) | 1 | Full Conversion | INR | [40 empty] | #VALUE! | #VALUE! | #VALUE!
15.78 | Sand cast iron S&S as per IS - 3989 | BI01010001010000000000000515BI0100001729 | 5 | each | 333.75 |  |  | Excess(+) | 1 | Full Conversion | INR | [40 empty] | #VALUE! | #VALUE! | #VALUE!
15.79 | Providing and fixing collar :100 mm, Sand cast iron S&S as per IS - 1729 | BI01010001010000000000000515BI0100001730 | 10 | each | 382.08 |  |  | Excess(+) | 1 | Full Conversion | INR | [40 empty] | #VALUE! | #VALUE! | #VALUE!
15.8 | 75 mm | BI01010001010000000000000515BI0100001731
15.81 | Sand cast iron S&S as per IS - 1729 | BI01010001010000000000000515BI0100001732 | 10 | each | 251.62 |  |  | Excess(+) | 1 | Full Conversion | INR | [40 empty] | #VALUE! | #VALUE! | #VALUE!
15.82 | Providing and fixing shielded coupling for Hubless centrifugally cast iron pipe | BI01010001010000000000000515BI0100001733
15.83 | 100 mm dia | BI01010001010000000000000515BI0100001734
15.84 | SS 304 grade coupling with EPDM rubber gasket | BI01010001010000000000000515BI0100001735 | 5 | each | 356.27 |  |  | Excess(+) | 1 | Full Conversion | INR | [40 empty] | #VALUE! | #VALUE! | #VALUE!
15.85 | 75 mm dia | BI01010001010000000000000515BI0100001736
15.86 | SS 304 grade coupling with EPDM rubber gasket | BI01010001010000000000000515BI0100001737 | 5 | each | 320.81 |  |  | Excess(+) | 1 | Full Conversion | INR | [40 empty] | #VALUE! | #VALUE! | #VALUE!
15.87 | Providing lead caulked joints to sand cast iron/centrifugally cast (spun) iron pipes and fittings of diameter : | BI01010001010000000000000515BI0100001738
15.88 | 100 mm | BI01010001010000000000000515BI0100001739 | 10 | each | 513.31 |  |  | Excess(+) | 1 | Full Conversion | INR | [40 empty] | #VALUE! | #VALUE! | #VALUE!
15.89 | 75 mm | BI01010001010000000000000515BI0100001740 | 10 | each | 433.94 |  |  | Excess(+) | 1 | Full Conversion | INR | [40 empty] | #VALUE! | #VALUE! | #VALUE!
15.9 | Providing and fixing trap of self cleansing design with screwed down or hinged grating with or without vent arm complete, including cost of cutting and making good the walls and floors : 100 mm inlet and 100 mm outlet Sand cast iron S&S as per IS: 3989 | BI01010001010000000000000515BI0100001741 | 10 | each | 1646.32 |  |  | Excess(+) | 1 | Full Conversion | INR | [40 empty] | #VALUE! | #VALUE! | #VALUE!
15.91 | 100 mm inlet and 75 mm outlet | BI01010001010000000000000515BI0100001742
15.92 | Sand cast iron S&S as per IS - 3989 | BI01010001010000000000000515BI0100001743 | 15 | each | 1628.72 |  |  | Excess(+) | 1 | Full Conversion | INR | [40 empty] | #VALUE! | #VALUE! | #VALUE!
15.93 | Painting sand cast iron/ centrifugally cast (spun) iron soil, waste vent pipes and fittings with two coats of synthetic enamel paint of any colour such as chocolate grey, or buff etc. over a coat of primer (of approved quality) for new work : | BI01010001010000000000000515BI0100001744
15.94 | 100 mm diameter pipe | BI01010001010000000000000515BI0100001745 | 5 | metre | 68.27 |  |  | Excess(+) | 1 | Full Conversion | INR | [40 empty] | #VALUE! | #VALUE! | #VALUE!
15.95 | 75 mm diameter pipe | BI01010001010000000000000515BI0100001746 | 5 | metre | 51.9 |  |  | Excess(+) | 1 | Full Conversion | INR | [40 empty] | #VALUE! | #VALUE! | #VALUE!
15.96 | Providing and fixing PTMT towel ring trapezoidal shape 215 mm long, 200 mm wide with minimum distances of 37 mm from wall face with concealed fittings arrangement of approved quality and colour, weighing not less than 88 gms. | BI01010001010000000000000515BI0100001747 | 15 | each | 191.26 |  |  | Excess(+) | 1 | Full Conversion | INR | [40 empty] | #VALUE! | #VALUE! | #VALUE!
15.97 | Providing and fixing white vitreous china extended wall mounting water closet of size 780x370x690 mm of approved shape including providing & fixing white vitreous china cistern with dual flush fitting, of flushing capacity 3 litre/ 6 litre (adjustable to 4 litre/ 8 litres), including seat cover, and cistern fittings, nuts, bolts and gasket etc complete. | BI01010001010000000000000515BI0100001748 | 10 | each | 12368.39 |  |  | Excess(+) | 1 | Full Conversion | INR | [40 empty] | #VALUE! | #VALUE! | #VALUE!
16 | WATER SUPPLY | BI01010001010000000000000515BI0100001749
16.01 | Providing and fixing Chlorinated Polyvinyl Chloride (CPVC) pipes, having thermal stability for hot & cold water supply and all CPVC plain & brass threaded fittings, including fixing the pipe with clamps at 1.00 m spacing. This includes jointing of pipes & fittings with one step CPVC solvent cement and testing of joints complete as per direction of Engineer in Charge. Internal work - Exposed on wall | BI01010001010000000000000515BI0100001750
16.02 | 15 mm nominal dia Pipes | BI01010001010000000000000515BI0100001751 | 10 | metre | 236.49 |  |  | Excess(+) | 1 | Full Conversion | INR | [40 empty] | #VALUE! | #VALUE! | #VALUE!
16.03 | 20 mm nominal dia Pipes | BI01010001010000000000000515BI0100001752 | 10 | metre | 276.24 |  |  | Excess(+) | 1 | Full Conversion | INR | [40 empty] | #VALUE! | #VALUE! | #VALUE!
16.04 | 25 mm nominal dia Pipes | BI01010001010000000000000515BI0100001753 | 10 | metre | 331.12 |  |  | Excess(+) | 1 | Full Conversion | INR | [40 empty] | #VALUE! | #VALUE! | #VALUE!
16.05 | 32 mm nominal dia Pipes | BI01010001010000000000000515BI0100001754 | 10 | metre | 427.76 |  |  | Excess(+) | 1 | Full Conversion | INR | [40 empty] | #VALUE! | #VALUE! | #VALUE!
16.06 | 40 mm nominal dia Pipes | BI01010001010000000000000515BI0100001755 | 10 | metre | 579.65 |  |  | Excess(+) | 1 | Full Conversion | INR | [40 empty] | #VALUE! | #VALUE! | #VALUE!
16.07 | 50 mm nominal dia Pipes | BI01010001010000000000000515BI0100001756 | 10 | metre | 770.3 |  |  | Excess(+) | 1 | Full Conversion | INR | [40 empty] | #VALUE! | #VALUE! | #VALUE!
16.08 | Providing and fixing G.I. pipes complete with G.I. fittings and clamps, including cutting and making good the walls etc. Internal work - Exposed on wall | BI01010001010000000000000515BI0100001757
16.09 | 15 mm dia nominal bore | BI01010001010000000000000515BI0100001758 | 10 | metre | 302.13 |  |  | Excess(+) | 1 | Full Conversion | INR | [40 empty] | #VALUE! | #VALUE! | #VALUE!
16.1 | 20 mm dia nominal bore | BI01010001010000000000000515BI0100001759 | 10 | metre | 360.6 |  |  | Excess(+) | 1 | Full Conversion | INR | [40 empty] | #VALUE! | #VALUE! | #VALUE!
16.11 | 25 mm dia nominal bore | BI01010001010000000000000515BI0100001760 | 10 | metre | 454.93 |  |  | Excess(+) | 1 | Full Conversion | INR | [40 empty] | #VALUE! | #VALUE! | #VALUE!
16.12 | 32 mm dia nominal bore | BI01010001010000000000000515BI0100001761 | 10 | metre | 550.01 |  |  | Excess(+) | 1 | Full Conversion | INR | [40 empty] | #VALUE! | #VALUE! | #VALUE!
16.13 | 40 mm dia nominal bore | BI01010001010000000000000515BI0100001762 | 10 | metre | 669.49 |  |  | Excess(+) | 1 | Full Conversion | INR | [40 empty] | #VALUE! | #VALUE! | #VALUE!
16.14 | 50 mm dia nominal bore | BI01010001010000000000000515BI0100001763 | 10 | metre | 864.47 |  |  | Excess(+) | 1 | Full Conversion | INR | [40 empty] | #VALUE! | #VALUE! | #VALUE!
16.15 | Providing and fixing G.I. Pipes complete with G.I. fittings and clamps, including making good the walls etc. concealed pipe, including painting with anti corrosive bitumastic paint, cutting chases and making good the wall : | BI01010001010000000000000515BI0100001764
16.16 | 15 mm dia nominal bore | BI01010001010000000000000515BI0100001765 | 10 | metre | 478.64 |  |  | Excess(+) | 1 | Full Conversion | INR | [40 empty] | #VALUE! | #VALUE! | #VALUE!
16.17 | 20 mm dia nominal bore | BI01010001010000000000000515BI0100001766 | 10 | metre | 523.78 |  |  | Excess(+) | 1 | Full Conversion | INR | [40 empty] | #VALUE! | #VALUE! | #VALUE!
16.18 | Providing and fixing G.I. pipes complete with G.I. fittings including trenching and refilling etc. External work | BI01010001010000000000000515BI0100001767
16.19 | 25 mm dia nominal bore | BI01010001010000000000000515BI0100001768 | 10 | metre | 385.7 |  |  | Excess(+) | 1 | Full Conversion | INR | [40 empty] | #VALUE! | #VALUE! | #VALUE!
16.2 | 32 mm dia nominal bore | BI01010001010000000000000515BI0100001769 | 10 | metre | 445.53 |  |  | Excess(+) | 1 | Full Conversion | INR | [40 empty] | #VALUE! | #VALUE! | #VALUE!
16.21 | 40 mm dia nominal bore | BI01010001010000000000000515BI0100001770 | 10 | metre | 508.82 |  |  | Excess(+) | 1 | Full Conversion | INR | [40 empty] | #VALUE! | #VALUE! | #VALUE!
16.22 | 50 mm dia nominal bore | BI01010001010000000000000515BI0100001771 | 10 | metre | 628.47 |  |  | Excess(+) | 1 | Full Conversion | INR | [40 empty] | #VALUE! | #VALUE! | #VALUE!
16.23 | 65 mm dia nominal bore | BI01010001010000000000000515BI0100001772 | 10 | metre | 739.34 |  |  | Excess(+) | 1 | Full Conversion | INR | [40 empty] | #VALUE! | #VALUE! | #VALUE!
16.24 | 80 mm dia nominal bore | BI01010001010000000000000515BI0100001773 | 10 | metre | 858.99 |  |  | Excess(+) | 1 | Full Conversion | INR | [40 empty] | #VALUE! | #VALUE! | #VALUE!
16.25 | Making connection of G.I. distribution branch with G.I. main of following sizes by providing and fixing tee, including cutting and threading the pipe etc. complete : | BI01010001010000000000000515BI0100001774
16.26 | 25 to 40 mm nominal bore | BI01010001010000000000000515BI0100001775 | 10 | each | 751.95 |  |  | Excess(+) | 1 | Full Conversion | INR | [40 empty] | #VALUE! | #VALUE! | #VALUE!
16.27 | 50 to 80 mm nominal bore | BI01010001010000000000000515BI0100001776 | 10 | each | 1472.21 |  |  | Excess(+) | 1 | Full Conversion | INR | [40 empty] | #VALUE! | #VALUE! | #VALUE!
16.28 | Providing and fixing brass bib cock of approved quality : | BI01010001010000000000000515BI0100001777
16.29 | 15 mm nominal bore | BI01010001010000000000000515BI0100001778 | 10 | each | 291.29 |  |  | Excess(+) | 1 | Full Conversion | INR | [40 empty] | #VALUE! | #VALUE! | #VALUE!
16.3 | 20 mm nominal bore | BI01010001010000000000000515BI0100001779 | 5 | each | 312.69 |  |  | Excess(+) | 1 | Full Conversion | INR | [40 empty] | #VALUE! | #VALUE! | #VALUE!
16.31 | Providing and fixing brass stop cock of approved quality : | BI01010001010000000000000515BI0100001780
16.32 | 15 mm nominal bore | BI01010001010000000000000515BI0100001781 | 10 | each | 291.29 |  |  | Excess(+) | 1 | Full Conversion | INR | [40 empty] | #VALUE! | #VALUE! | #VALUE!
16.33 | 20 mm nominal bore | BI01010001010000000000000515BI0100001782 | 10 | each | 312.69 |  |  | Excess(+) | 1 | Full Conversion | INR | [40 empty] | #VALUE! | #VALUE! | #VALUE!
16.34 | Providing and fixing gun metal gate valve with C.I. wheel of approved quality (screwed end) : | BI01010001010000000000000515BI0100001783
16.35 | 25 mm nominal bore | BI01010001010000000000000515BI0100001784 | 10 | each | 513.23 |  |  | Excess(+) | 1 | Full Conversion | INR | [40 empty] | #VALUE! | #VALUE! | #VALUE!
16.36 | 20 mm nominal bore | BI01010001010000000000000515BI0100001785 | 10 | each | 445.24 |  |  | Excess(+) | 1 | Full Conversion | INR | [40 empty] | #VALUE! | #VALUE! | #VALUE!
16.37 | 32 mm nominal bore. | BI01010001010000000000000515BI0100001786 | 10 | each | 568.64 |  |  | Excess(+) | 1 | Full Conversion | INR | [40 empty] | #VALUE! | #VALUE! | #VALUE!
16.38 | 40 mm nominal bore | BI01010001010000000000000515BI0100001787 | 10 | each | 681.2 |  |  | Excess(+) | 1 | Full Conversion | INR | [40 empty] | #VALUE! | #VALUE! | #VALUE!
16.39 | 50 mm nominal bore | BI01010001010000000000000515BI0100001788 | 10 | each | 846.58 |  |  | Excess(+) | 1 | Full Conversion | INR | [40 empty] | #VALUE! | #VALUE! | #VALUE!
16.4 | 65 mm nominal bore | BI01010001010000000000000515BI0100001789 | 10 | each | 1436.58 |  |  | Excess(+) | 1 | Full Conversion | INR | [40 empty] | #VALUE! | #VALUE! | #VALUE!
16.41 | 80 mm nominal bore | BI01010001010000000000000515BI0100001790 | 5 | each | 2147.72 |  |  | Excess(+) | 1 | Full Conversion | INR | [40 empty] | #VALUE! | #VALUE! | #VALUE!
16.42 | Providing and fixing ball valve (brass) of approved quality, High or low pressure, with plastic floats complete : | BI01010001010000000000000515BI0100001791
16.43 | 15 mm nominal bore | BI01010001010000000000000515BI0100001792 | 5 | each | 335.49 |  |  | Excess(+) | 1 | Full Conversion | INR | [40 empty] | #VALUE! | #VALUE! | #VALUE!
16.44 | 20 mm nominal bore | BI01010001010000000000000515BI0100001793 | 5 | each | 381.38 |  |  | Excess(+) | 1 | Full Conversion | INR | [40 empty] | #VALUE! | #VALUE! | #VALUE!
16.45 | 25 mm nominal bore | BI01010001010000000000000515BI0100001794 | 5 | each | 382.65 |  |  | Excess(+) | 1 | Full Conversion | INR | [40 empty] | #VALUE! | #VALUE! | #VALUE!
16.46 | Providing and fixing uplasticised PVC connection pipe with brass unions : | BI01010001010000000000000515BI0100001795
16.47 | 45 cm length | BI01010001010000000000000515BI0100001796
16.48 | 15 mm nominal bore | BI01010001010000000000000515BI0100001797 | 10 | each | 80.6 |  |  | Excess(+) | 1 | Full Conversion | INR | [40 empty] | #VALUE! | #VALUE! | #VALUE!
16.49 | Constructing masonry Chamber 30x30x50 cm inside, in brick work in cement mortar 1:4 (1 cement :4 coarse sand) for stop cock, with C. I. surface box 100x100 x75 mm (inside) with hinged cover fixed in reinforced cement concrete slab 1:1.5:3 mix (1 cement : 1.5 coarse sand : 3 graded stone aggregate 20 mm nominal size), including necessary excavation, foundation concrete 1:5:10 ( 1 cement : 5 fine sand : 10 graded stone aggregate 40 mm nominal size ) and inside plastering with cement mortar 1:3 (1 cement : 3 coarse sand) 12 mm thick, finished with a floating coat of neat cement complete as per standard design : | BI01010001010000000000000515BI0100001798
16.5 | With common burnt clay F.P.S.(non modular) bricks of class designation 7.5 | BI01010001010000000000000515BI0100001799 | 5 | each | 1643.11 |  |  | Excess(+) | 1 | Full Conversion | INR | [40 empty] | #VALUE! | #VALUE! | #VALUE!
16.51 | Constructing masonry Chamber 60x60x75 cm inside, in brick work in cement mortar 1:4 (1 cement : 4 coarse sand) for sluice valve, with C.I. surface box 100 mm top diameter, 160 mm bottom diameter and 180 mm deep ( inside) with chained lid and RCC top slab 1:1.5:3 mix (1 cement : 1.5 coarse sand : 3 graded stone aggregate 20 mm nominal size), including necessary excavation, foundation concrete 1:5:10 (1 cement : 5 fine sand : 10 graded stone aggregate 40 mm nominal size) and inside plastering with cement mortar 1:3 (1 cement : 3 coarse sand) 12 mm thick, finished with a floating coat of neat cement complete as per standard design : | BI01010001010000000000000515BI0100001800
16.52 | With common burnt clay F.P.S.(non modular) bricks of class designation 7.5 | BI01010001010000000000000515BI0100001801 | 5 | each | 8957.2 |  |  | Excess(+) | 1 | Full Conversion | INR | [40 empty] | #VALUE! | #VALUE! | #VALUE!
16.53 | Providing and filling sand of grading zone V or coarser grade, allround the G.I. pipes in external work : | BI01010001010000000000000515BI0100001802
16.54 | 15 mm diameter pipe | BI01010001010000000000000515BI0100001803 | 10 | metre | 127.36 |  |  | Excess(+) | 1 | Full Conversion | INR | [40 empty] | #VALUE! | #VALUE! | #VALUE!
16.55 | 25 mm diameter pipe | BI01010001010000000000000515BI0100001804 | 10 | metre | 132.51 |  |  | Excess(+) | 1 | Full Conversion | INR | [40 empty] | #VALUE! | #VALUE! | #VALUE!
16.56 | 32 mm diameter pipe | BI01010001010000000000000515BI0100001805 | 10 | metre | 135.97 |  |  | Excess(+) | 1 | Full Conversion | INR | [40 empty] | #VALUE! | #VALUE! | #VALUE!
16.57 | 40 mm diameter pipe | BI01010001010000000000000515BI0100001806 | 10 | metre | 137.7 |  |  | Excess(+) | 1 | Full Conversion | INR | [40 empty] | #VALUE! | #VALUE! | #VALUE!
16.58 | Providing and fixing G.I. Union in G.I. pipe including cutting and threading the pipe and making long screws etc. complete (New work) : | BI01010001010000000000000515BI0100001807
16.59 | 15 mm nominal bore | BI01010001010000000000000515BI0100001808 | 5 | each | 262.51 |  |  | Excess(+) | 1 | Full Conversion | INR | [40 empty] | #VALUE! | #VALUE! | #VALUE!
16.6 | 20 mm nominal bore | BI01010001010000000000000515BI0100001809 | 2 | each | 285.97 |  |  | Excess(+) | 1 | Full Conversion | INR | [40 empty] | #VALUE! | #VALUE! | #VALUE!
16.61 | 25 mm nominal bore | BI01010001010000000000000515BI0100001810 | 2 | each | 362.2 |  |  | Excess(+) | 1 | Full Conversion | INR | [40 empty] | #VALUE! | #VALUE! | #VALUE!
16.62 | 32 mm nominal bore | BI01010001010000000000000515BI0100001811 | 2 | each | 403.27 |  |  | Excess(+) | 1 | Full Conversion | INR | [40 empty] | #VALUE! | #VALUE! | #VALUE!
16.63 | 40 mm nominal bore | BI01010001010000000000000515BI0100001812 | 2 | each | 520.57 |  |  | Excess(+) | 1 | Full Conversion | INR | [40 empty] | #VALUE! | #VALUE! | #VALUE!
16.64 | 50 mm nominal bore | BI01010001010000000000000515BI0100001813 | 2 | each | 679.31 |  |  | Excess(+) | 1 | Full Conversion | INR | [40 empty] | #VALUE! | #VALUE! | #VALUE!
16.65 | Providing and fixing G.I. Union in existing G.I. pipe line, cutting and threading the pipe and making long screws, including excavation, refilling the earth or cutting of wall and making good the same complete wherever required : | BI01010001010000000000000515BI0100001814
16.66 | 15 mm nominal bore | BI01010001010000000000000515BI0100001815 | 10 | each | 683.96 |  |  | Excess(+) | 1 | Full Conversion | INR | [40 empty] | #VALUE! | #VALUE! | #VALUE!
16.67 | 20 mm nominal bore | BI01010001010000000000000515BI0100001816 | 10 | each | 707.38 |  |  | Excess(+) | 1 | Full Conversion | INR | [40 empty] | #VALUE! | #VALUE! | #VALUE!
16.68 | 25 mm nominal bore | BI01010001010000000000000515BI0100001817 | 10 | each | 783.66 |  |  | Excess(+) | 1 | Full Conversion | INR | [40 empty] | #VALUE! | #VALUE! | #VALUE!
16.69 | 32 mm nominal bore | BI01010001010000000000000515BI0100001818 | 10 | each | 824.72 |  |  | Excess(+) | 1 | Full Conversion | INR | [40 empty] | #VALUE! | #VALUE! | #VALUE!
16.7 | 40 mm nominal bore | BI01010001010000000000000515BI0100001819 | 10 | each | 942.03 |  |  | Excess(+) | 1 | Full Conversion | INR | [40 empty] | #VALUE! | #VALUE! | #VALUE!
16.71 | 50 mm nominal bore | BI01010001010000000000000515BI0100001820 | 10 | each | 1254.06 |  |  | Excess(+) | 1 | Full Conversion | INR | [40 empty] | #VALUE! | #VALUE! | #VALUE!
16.72 | 65 mm nominal bore | BI01010001010000000000000515BI0100001821 | 10 | each | 1512.12 |  |  | Excess(+) | 1 | Full Conversion | INR | [40 empty] | #VALUE! | #VALUE! | #VALUE!
16.73 | Providing and placing on terrace (at all floor levels) polyethylene water storage tank, IS : 12701 marked, with cover and suitable locking arrangement and making necessary holes for inlet, outlet and overflow pipes but without fittings and the base support for tank. | BI01010001010000000000000515BI0100001822 | 5000 | per litre | 9.07 |  |  | Excess(+) | 1 | Full Conversion | INR | [40 empty] | #VALUE! | #VALUE! | #VALUE!
16.74 | Providing and fixing rectangular high density polyethylene water storage loft tank with cover, conforming to ISI : 12701, colour of opaque white or as approved by Engineer-in-charge. The rate includes making necessary holes for inlet, outlet & over flow pipes. The base support Including fittings & fixtures for tank shall be paid separately. | BI01010001010000000000000515BI0100001823 | 4000 | per litre | 9.07 |  |  | Excess(+) | 1 | Full Conversion | INR | [40 empty] | #VALUE! | #VALUE! | #VALUE!
16.75 | Providing and fixing C.P. brass bib cock of approved quality conforming to IS:8931 : | BI01010001010000000000000515BI0100001824
16.76 | 15 mm nominal bore | BI01010001010000000000000515BI0100001825 | 10 | each | 417.91 |  |  | Excess(+) | 1 | Full Conversion | INR | [40 empty] | #VALUE! | #VALUE! | #VALUE!
16.77 | Providing and fixing C.P. brass long nose bib cock of approved quality conforming to IS standards and weighing not less than 810 gms. | BI01010001010000000000000515BI0100001826
16.78 | 15 mm nominal bore | BI01010001010000000000000515BI0100001827 | 10 | each | 676.75 |  |  | Excess(+) | 1 | Full Conversion | INR | [40 empty] | #VALUE! | #VALUE! | #VALUE!
16.79 | Providing and fixing C.P. brass long body bib cock of approved quality conforming to IS standards and weighing not less than 690 gms. | BI01010001010000000000000515BI0100001828
16.8 | 15 mm nominal bore | BI01010001010000000000000515BI0100001829 | 10 | each | 658.81 |  |  | Excess(+) | 1 | Full Conversion | INR | [40 empty] | #VALUE! | #VALUE! | #VALUE!
16.81 | Providing and fixing C.P. brass stop cock (concealed) of standard design and of approved make conforming to IS:8931. | BI01010001010000000000000515BI0100001830
16.82 | 15 mm nominal bore | BI01010001010000000000000515BI0100001831 | 5 | each | 552.85 |  |  | Excess(+) | 1 | Full Conversion | INR | [40 empty] | #VALUE! | #VALUE! | #VALUE!
16.83 | Providing and fixing C.P. brass angle valve for basin mixer and geyser points of approved quality conforming to IS:8931 | BI01010001010000000000000515BI0100001832
16.84 | 15 mm nominal bore | BI01010001010000000000000515BI0100001833 | 5 | each | 473.57 |  |  | Excess(+) | 1 | Full Conversion | INR | [40 empty] | #VALUE! | #VALUE! | #VALUE!
16.85 | Providing and fixing C.P. Brass extension nipple (size 15 mm x 50 mm) of approved make and quality as per direction of Engineer-in-charge. | BI01010001010000000000000515BI0100001834 | 5 | each | 61.68 |  |  | Excess(+) | 1 | Full Conversion | INR | [40 empty] | #VALUE! | #VALUE! | #VALUE!
16.86 | Cutting holes up to 30x30 cm in walls including making good the same: | BI01010001010000000000000515BI0100001835
16.87 | With common burnt clay F.P.S. (non modular) bricks | BI01010001010000000000000515BI0100001836 | 5 | each | 343.69 |  |  | Excess(+) | 1 | Full Conversion | INR | [40 empty] | #VALUE! | #VALUE! | #VALUE!
16.88 | Cutting holes up to 15x15 cm in R.C.C. floors and roofs for passing drain pipe etc. and repairing the hole after insertion of drain pipe etc. with cement concrete 1:2:4 (1 cement : 2 coarse sand : 4 graded stone aggregate 20 mm nominal size), including finishing complete so as to make it leak proof. | BI01010001010000000000000515BI0100001837 | 5 | each | 372.72 |  |  | Excess(+) | 1 | Full Conversion | INR | [40 empty] | #VALUE! | #VALUE! | #VALUE!
16.89 | Making chases up to 7.5x7.5 cm in walls including making good and finishing with matching surface after housing G.I. pipe etc. | BI01010001010000000000000515BI0100001838 | 5 | metre | 167.31 |  |  | Excess(+) | 1 | Full Conversion | INR | [40 empty] | #VALUE! | #VALUE! | #VALUE!
16.9 | Making hole up to 20x20 cm and embedding pipes up to 150 mm diameter in masonry and filling with cement concrete 1:3:6 (1 cement : 3 coarse sand: 6 graded stone aggregate 20 mm nominal size) including disposal of malba. | BI01010001010000000000000515BI0100001839 | 5 | metre | 172.5 |  |  | Excess(+) | 1 | Full Conversion | INR | [40 empty] | #VALUE! | #VALUE! | #VALUE!
17 | DRAINAGE | BI01010001010000000000000515BI0100001840
17.01 | Providing, laying and jointing glazed stoneware pipes class SP-1 with stiff mixture of cement mortar in the proportion of 1:1 (1 cement : 1 fine sand) including testing of joints etc. complete : | BI01010001010000000000000515BI0100001841
17.02 | 100 mm diameter | BI01010001010000000000000515BI0100001842 | 10 | metre | 365.79 |  |  | Excess(+) | 1 | Full Conversion | INR | [40 empty] | #VALUE! | #VALUE! | #VALUE!
17.03 | 150 mm diameter | BI01010001010000000000000515BI0100001843 | 10 | metre | 573.76 |  |  | Excess(+) | 1 | Full Conversion | INR | [40 empty] | #VALUE! | #VALUE! | #VALUE!
17.04 | Providing and laying cement concrete 1:5:10 (1 cement : 5 coarse sand : 10 graded stone aggregate 40 mm nominal size) up to haunches of S.W. pipes including bed concrete as per standard design : | BI01010001010000000000000515BI0100001844
17.05 | 100 mm diameter S.W. pipe | BI01010001010000000000000515BI0100001845 | 10 | metre | 378.08 |  |  | Excess(+) | 1 | Full Conversion | INR | [40 empty] | #VALUE! | #VALUE! | #VALUE!
17.06 | 150 mm diameter S.W. pipe | BI01010001010000000000000515BI0100001846 | 10 | metre | 612.76 |  |  | Excess(+) | 1 | Full Conversion | INR | [40 empty] | #VALUE! | #VALUE! | #VALUE!
17.07 | Providing and fixing square-mouth S.W. gully trap class SP-1 complete with C.I. grating brick masonry chamber with water tight C.I. cover with frame of 300 x 300 mm size (inside) the weight of cover to be not less than 4.50 kg and frame to be not less than 2.70 kg as per standard design: | BI01010001010000000000000515BI0100001847
17.08 | 100x100 mm size P type | BI01010001010000000000000515BI0100001848
17.09 | With common burnt clay F.P.S. (non modular) bricks of class designation 7.5 | BI01010001010000000000000515BI0100001849 | 5 | each | 2232.74 |  |  | Excess(+) | 1 | Full Conversion | INR | [40 empty] | #VALUE! | #VALUE! | #VALUE!
17.1 | 150 x 100 mm size P type | BI01010001010000000000000515BI0100001850
17.11 | With common burnt clay F.P.S. (non modular) bricks of class designation 7.5 | BI01010001010000000000000515BI0100001851 | 5 | each | 2254.63 |  |  | Excess(+) | 1 | Full Conversion | INR | [40 empty] | #VALUE! | #VALUE! | #VALUE!
17.12 | Dismantling of old S.W. pipes including breaking of joints and bed concrete stacking of useful materials near the site within 50 m lead and disposal of unserviceable materials into municipal dumps : | BI01010001010000000000000515BI0100001852
17.13 | 100 mm diameter | BI01010001010000000000000515BI0100001853 | 5 | metre | 73.38 |  |  | Excess(+) | 1 | Full Conversion | INR | [40 empty] | #VALUE! | #VALUE! | #VALUE!
17.14 | 150 mm diameter | BI01010001010000000000000515BI0100001854 | 5 | metre | 81.18 |  |  | Excess(+) | 1 | Full Conversion | INR | [40 empty] | #VALUE! | #VALUE! | #VALUE!
17.15 | Providing and laying non-pressure NP2 class (light duty) R.C.C. pipes with collars jointed with stiff mixture of cement mortar in the proportion of 1:2 (1 cement : 2 fine sand) including testing of joints etc. complete : | BI01010001010000000000000515BI0100001855
17.16 | 250 mm dia. R.C.C. pipe | BI01010001010000000000000515BI0100001856 | 5 | metre | 741.98 |  |  | Excess(+) | 1 | Full Conversion | INR | [40 empty] | #VALUE! | #VALUE! | #VALUE!
17.17 | 300 mm dia. R.C.C. pipe | BI01010001010000000000000515BI0100001857 | 5 | metre | 819.9 |  |  | Excess(+) | 1 | Full Conversion | INR | [40 empty] | #VALUE! | #VALUE! | #VALUE!
17.18 | Constructing brick masonry manhole in cement mortar 1:4 ( 1 cement : 4 coarse sand ) with R.C.C. top slab with 1:1.5:3 mix (1 cement : 1.5 coarse sand (zone-III) : 3 graded stone aggregate 20 mm nominal size), foundation concrete 1:4:8 mix (1 cement : 4 coarse sand (zone-III) : 8 graded stone aggregate 40 mm nominal size), inside plastering 12 mm thick with cement mortar 1:3 (1 cement : 3 coarse sand) finished with floating coat of neat cement and making channels in cement concrete 1:2:4 (1 cement : 2 coarse sand : 4 graded stone aggregate 20 mm nominal size) finished with a floating coat of neat cement complete as per standard design : | BI01010001010000000000000515BI0100001858
17.19 | Inside size 90x80 cm and 45 cm deep including C.I. cover with frame (light duty) 455x610 mm internal dimensions, total weight of cover and frame to be not less than 38 kg (weight of cover 23 kg and weight of frame 15 kg) : | BI01010001010000000000000515BI0100001859
17.2 | With common burnt clay F.P.S. (non modular) bricks of class designation 7.5 | BI01010001010000000000000515BI0100001860 | 5 | each | 10530.67 |  |  | Excess(+) | 1 | Full Conversion | INR | [40 empty] | #VALUE! | #VALUE! | #VALUE!
17.21 | Inside size 120x90 cm and 90 cm deep including C.I. cover with frame (medium duty) 500 mm internal diameter, total weight of cover and frame to be not less than 116 kg (weight of cover 58 kg and weight of frame 58 kg) : | BI01010001010000000000000515BI0100001861
17.22 | With common burnt clay F.P.S. (non modular) bricks of class designation 7.5 | BI01010001010000000000000515BI0100001862 | 5 | each | 21774.14 |  |  | Excess(+) | 1 | Full Conversion | INR | [40 empty] | #VALUE! | #VALUE! | #VALUE!
17.23 | Extra for depth for manholes : | BI01010001010000000000000515BI0100001863
17.24 | Size 90x80 cm | BI01010001010000000000000515BI0100001864
17.25 | With common burnt clay F.P.S. (non modular) bricks of class designation 7.5 | BI01010001010000000000000515BI0100001865 | 2 | metre | 7277.48 |  |  | Excess(+) | 1 | Full Conversion | INR | [40 empty] | #VALUE! | #VALUE! | #VALUE!
17.26 | Size 120x90 cm | BI01010001010000000000000515BI0100001866
17.27 | With common burnt clay F.P.S. (non modular) bricks of class designation 7.5 | BI01010001010000000000000515BI0100001867 | 2 | metre | 8728.86 |  |  | Excess(+) | 1 | Full Conversion | INR | [40 empty] | #VALUE! | #VALUE! | #VALUE!
17.28 | Making connection of drain or sewer line with existing manhole including breaking into and making good the walls, floors with cement concrete 1:2:4 mix (1 cement : 2 coarse sand : 4 graded stone aggregate 20 mm nominal size) cement plastered on both sides with cement mortar 1:3 (1 cement : 3 coarse sand), finished with a floating coat of neat cement and making necessary channels for the drain etc. complete : | BI01010001010000000000000515BI0100001868
17.29 | For pipes 100 to 250 mm diameter | BI01010001010000000000000515BI0100001869 | 5 | each | 668.3 |  |  | Excess(+) | 1 | Full Conversion | INR | [40 empty] | #VALUE! | #VALUE! | #VALUE!
17.3 | For pipes 250 to 300 mm diameter | BI01010001010000000000000515BI0100001870 | 5 | each | 760.61 |  |  | Excess(+) | 1 | Full Conversion | INR | [40 empty] | #VALUE! | #VALUE! | #VALUE!
17.31 | Dismantling of manhole including R.C.C. top slab, C.I. cover with frame, including stacking of useful materials near the site and disposal of unserviceable materials within 50 m lead as per direction of Engineer-in- charge: | BI01010001010000000000000515BI0100001871
17.32 | Rectangular manhole 90x80 cm and 45 cm deep | BI01010001010000000000000515BI0100001872 | 5 | each | 2095.2 |  |  | Excess(+) | 1 | Full Conversion | INR | [40 empty] | #VALUE! | #VALUE! | #VALUE!
17.33 | Rectangular manhole 120x90 cm and 90 cm deep | BI01010001010000000000000515BI0100001873 | 5 | each | 3690.52 |  |  | Excess(+) | 1 | Full Conversion | INR | [40 empty] | #VALUE! | #VALUE! | #VALUE!
17.34 | Raising manhole cover and frame slab to required level including dismantling existing slab and making good the damage as required (Raising depth of manhole to be paid separately) : | BI01010001010000000000000515BI0100001874
17.35 | Rectangular manhole 90x80 cm with rectangular cover 600 x 450 mm of grade LD - 2.5 | BI01010001010000000000000515BI0100001875 | 5 | each | 2165 |  |  | Excess(+) | 1 | Full Conversion | INR | [40 empty] | #VALUE! | #VALUE! | #VALUE!
17.36 | Rectangular manhole 120x90 cm with circular cover 500 mm dia of grade MD - 10 | BI01010001010000000000000515BI0100001876 | 5 | each | 3437 |  |  | Excess(+) | 1 | Full Conversion | INR | [40 empty] | #VALUE! | #VALUE! | #VALUE!
17.37 | Constructing brick masonry road gully chamber 50x45x60 cm with bricks in cement mortar 1:4 (1 cement : 4 coarse sand) including 500x450 mm pre-cast R.C.C. horizontal grating with frame complete as per standard design : | BI01010001010000000000000515BI0100001877
17.38 | With common burnt clay F.P.S. (non modular) bricks of class designation 7.5 | BI01010001010000000000000515BI0100001878 | 5 | each | 4912.92 |  |  | Excess(+) | 1 | Full Conversion | INR | [40 empty] | #VALUE! | #VALUE! | #VALUE!
17.39 | Constructing brick masonry road gully chamber 45x45x77.5 cm with bricks in cement mortar 1:4 (1 cement : 4 coarse sand ) with precast R.C.C. vertical grating complete as per standard design : | BI01010001010000000000000515BI0100001879
17.4 | With common burnt clay F.P.S. (non modular) bricks of class designation 7.5 | BI01010001010000000000000515BI0100001880 | 5 | each | 5681.37 |  |  | Excess(+) | 1 | Full Conversion | INR | [40 empty] | #VALUE! | #VALUE! | #VALUE!
18 | ALUMINIUM WORK | BI01010001010000000000000515BI0100001881
18.01 | Providing and fixing aluminium work for doors, windows, ventilators and partitions with extruded built up standard tubular sections/ appropriate Z sections and other sections of approved make conforming to IS: 733 and IS: 1285, fixing with dash fasteners of required dia and size, including necessary filling up the gaps at junctions, i.e. at top, bottom and sides with required EPDM rubber/ neoprene gasket etc. Aluminium sections shall be smooth, rust free, straight, mitred and jointed mechanically wherever required including cleat angle, Aluminium snap beading for glazing / panelling, C.P. brass / stainless steel screws, all complete as per architectural drawings and the directions of Engineer-in-charge. (Glazing, paneling and dash fasteners to be paid for separately) : | BI01010001010000000000000515BI0100001882
18.02 | For fixed portion | BI01010001010000000000000515BI0100001883
18.03 | Anodised aluminium (anodised transparent or dyed to required shade according to IS: 1868, Minimum anodic coating of grade AC 15) | BI01010001010000000000000515BI0100001884 | 50 | kg | 408.22 |  |  | Excess(+) | 1 | Full Conversion | INR | [40 empty] | #VALUE! | #VALUE! | #VALUE!
18.04 | Polyester powder coated aluminium (minimum thickness of polyester powder coating 50 micron) | BI01010001010000000000000515BI0100001885 | 50 | kg | 445.16 |  |  | Excess(+) | 1 | Full Conversion | INR | [40 empty] | #VALUE! | #VALUE! | #VALUE!
18.05 | For shutters of doors, windows & ventilators including providing and fixing hinges/ pivots and making provision for fixing of fittings wherever required including the cost of EPDM rubber / neoprene gasket required (Fittings shall be paid for separately) | BI01010001010000000000000515BI0100001886
18.06 | Anodised aluminium (anodised transparent or dyed to required shade according to IS: 1868, Minimum anodic coating of grade AC 15) | BI01010001010000000000000515BI0100001887 | 50 | kg | 493.6 |  |  | Excess(+) | 1 | Full Conversion | INR | [40 empty] | #VALUE! | #VALUE! | #VALUE!
18.07 | Polyester powder coated aluminium (minimum thickness of polyester powder coating 50 micron) | BI01010001010000000000000515BI0100001888 | 50 | kg | 530.59 |  |  | Excess(+) | 1 | Full Conversion | INR | [40 empty] | #VALUE! | #VALUE! | #VALUE!
18.08 | Providing and fixing 12 mm thick prelaminated particle board flat pressed three layer or graded wood particle board conforming to IS: 12823 Grade l Type ll, in panelling fixed in aluminum doors, windows shutters and partition frames with C.P. brass / stainless steel screws etc. complete as per architectural drawings and directions of engineer-in-charge. | BI01010001010000000000000515BI0100001889
18.09 | Pre-laminated particle board with decorative lamination on one side and balancing lamination on other side | BI01010001010000000000000515BI0100001890 | 50 | sqm | 939.47 |  |  | Excess(+) | 1 | Full Conversion | INR | [40 empty] | #VALUE! | #VALUE! | #VALUE!
18.1 | Pre-laminated particle board with decorative lamination on both sides | BI01010001010000000000000515BI0100001891 | 50 | sqm | 919.76 |  |  | Excess(+) | 1 | Full Conversion | INR | [40 empty] | #VALUE! | #VALUE! | #VALUE!
18.11 | Providing and fixing glazing in aluminium door, window, ventilator shutters and partitions etc. with EPDM rubber / neoprene gasket etc. complete as per the architectural drawings and the directions of engineer-in-charge . (Cost of aluminium snap beading shall be paid in basic item): | BI01010001010000000000000515BI0100001892
18.12 | With float glass panes of 5 mm thickness (weight not less than 12.50 kg/sqm) | BI01010001010000000000000515BI0100001893 | 50 | sqm | 1241.23 |  |  | Excess(+) | 1 | Full Conversion | INR | [40 empty] | #VALUE! | #VALUE! | #VALUE!
18.13 | Providing and fixing double action hydraulic floor spring of approved brand and manufacture conforming to IS : 6315, having brand logo embossed on the body / plate with double spring mechanism and door weight upto 125 kg, for doors, including cost of cutting floors, embedding in floors as required and making good the same matching to the existing floor finishing and cover plates with brass pivot and single piece M.S. sheet outer box with slide plate etc. complete as per the direction of Engineer- in-charge. | BI01010001010000000000000515BI0100001894
18.14 | With stainless steel cover plate minimum 1.25 mm thickness | BI01010001010000000000000515BI0100001895 | 10 | each | 2328.56 |  |  | Excess(+) | 1 | Full Conversion | INR | [40 empty] | #VALUE! | #VALUE! | #VALUE!
18.15 | Providing and fixing powder coated aluminium work (minimum thickness of powder coating 50 micron) consisting of tee/ angle sections, of approved make conforming to IS : 733 in frames of false ceiling including aluminium angle cleats with necessary C.P. brass/ stainless steel sunk screws, aluminium perimeter angles fixed to wall with stainless steel rawl plugs @ 450 mm centre to centre and fixing the frame work to G.I. level adjusting hangers 6 mm dia. with necessary cadmium plated machine screws all complete as per approved architectural drawings and direction of the Engineer-in-charge (level adjusting hangers, ceiling cleats and expansion hold fasteners to be paid for separately). | BI01010001010000000000000515BI0100001896 | 10 | kg | 673.82 |  |  | Excess(+) | 1 | Full Conversion | INR | [40 empty] | #VALUE! | #VALUE! | #VALUE!
18.16 | Providing and fixing 6 mm dia. G.I. level adjusting hangers (upto 1200 mm length), fixed to roof slabs by means of ceiling cleats made out of G.I. flat 40x3 mm size 60 mm long and stainless steel expandable dash fastener of 12.5 mm dia and 50 mm long, complete as per direction of Engineer- in-charge. | BI01010001010000000000000515BI0100001897 | 50 | each | 67.98 |  |  | Excess(+) | 1 | Full Conversion | INR | [40 empty] | #VALUE! | #VALUE! | #VALUE!
18.17 | Filling the gap in between aluminium frame & adjacent RCC/ Brick/ Stone work by providing weather silicon sealant over backer rod of approved quality as per architectural drawings and direction of Engineer-in-charge complete. | BI01010001010000000000000515BI0100001898
18.18 | Upto 5 mm depth and 5 mm width | BI01010001010000000000000515BI0100001899 | 50 | metre | 79.78 |  |  | Excess(+) | 1 | Full Conversion | INR | [40 empty] | #VALUE! | #VALUE! | #VALUE!
18.19 | Providing and fixing stainless steel (SS 304 grade) adjustable friction windows stays of approved quality with necessary stainless steel screws etc. to the side hung windows as per direction of Engineer-in-charge complete. | BI01010001010000000000000515BI0100001900
18.2 | 255 X 19 mm | BI01010001010000000000000515BI0100001901 | 10 | each | 319.12 |  |  | Excess(+) | 1 | Full Conversion | INR | [40 empty] | #VALUE! | #VALUE! | #VALUE!
18.21 | 355 X 19 mm | BI01010001010000000000000515BI0100001902 | 10 | each | 268.65 |  |  | Excess(+) | 1 | Full Conversion | INR | [40 empty] | #VALUE! | #VALUE! | #VALUE!
18.22 | Providing and fixing Brass 100 mm mortice latch and lock with 6 levers without pair of handles (best make of approved quality) for aluminium doors including necessary cutting and making good etc. complete. | BI01010001010000000000000515BI0100001903 | 10 | each | 436.09 |  |  | Excess(+) | 1 | Full Conversion | INR | [40 empty] | #VALUE! | #VALUE! | #VALUE!
18.23 | Providing and fixing aluminium round shape handle of outer dia 100 mm with SS screws etc. complete as per direction of Engineer-in-charge | BI01010001010000000000000515BI0100001904
18.24 | Anodized (AC 15) aluminium | BI01010001010000000000000515BI0100001905 | 10 | each | 88.97 |  |  | Excess(+) | 1 | Full Conversion | INR | [40 empty] | #VALUE! | #VALUE! | #VALUE!
18.25 | Polyester powder coated minimum thickness 50 micron aluminium | BI01010001010000000000000515BI0100001906 | 10 | each | 92.47 |  |  | Excess(+) | 1 | Full Conversion | INR | [40 empty] | #VALUE! | #VALUE! | #VALUE!
18.26 | Providing and fixing anodised aluminium grill (anodised transparent or dyed to required shade according to IS: 1868 with minimum anodic coating of grade AC 15) of approved design/pattern, with approved standard section and fixed to the existing window frame with C.P. brass/ stainless steel screws @ 200 mm centre to centre, including cutting the grill to proper opening size for fixing and operation of handles and fixing approved anodised aluminium standard section around the opening, all complete as per requirement and direction of Engineer-in-charge. (Only weight of grill to be measured for payment). | BI01010001010000000000000515BI0100001907 | 10 | kg | 526.38 |  |  | Excess(+) | 1 | Full Conversion | INR | [40 empty] | #VALUE! | #VALUE! | #VALUE!
18.27 | Providing and fixing 12 mm thick frameless toughened glass door shutter of approved brand and manufacture, including providing and fixing top & bottom pivot & double acting hydraulic floor spring type fixing arrangement and making necessary holes etc. for fixing required door fittings, all complete as per direction of Engineer-in-charge (Door handle, lock and stopper etc.to be paid separately). | BI01010001010000000000000515BI0100001908 | 10 | sqm | 4391.77 |  |  | Excess(+) | 1 | Full Conversion | INR | [40 empty] | #VALUE! | #VALUE! | #VALUE!
19 | WATER PROOFING | BI01010001010000000000000515BI0100001909
19.01 | Providing and laying water proofing treatment to vertical and horizontal surfaces of depressed portions of W.C., kitchen and the like consisting of: (i) Ist course of applying cement slurry @ 4.4 kg/sqm mixed with water proofing compound conforming to IS : 2645 in recommended proportions including rounding off junction of vertical and horizontal surface. (ii) IInd course of 20 mm cement plaster 1:3 (1 cement : 3 coarse sand) mixed with water proofing compound in recommended proportion including rounding off junction of vertical and horizontal surface. (iii) IIIrd course of applying blown or residual bitumen applied hot at 1.7 kg. per sqm of area. (iv) IVth course of 400 micron thick PVC sheet. (Overlaps at joints of PVC sheet should be 100 mm wide and pasted to each other with bitumen @ 1.7 kg/sqm). | BI01010001010000000000000515BI0100001910 | 25 | sqm | 634.61 |  |  | Excess(+) | 1 | Full Conversion | INR | [40 empty] | #VALUE! | #VALUE! | #VALUE!
19.02 | Providing and laying water proofing treatment in sunken portion of WCs, bathroom etc., by applying cement slurry mixed with water proofing cement compound consisting of applying : (a) First layer of slurry of cement @ 0.488 kg/sqm mixed with water proofing cement compound @ 0.253 kg/ sqm. This layer will be allowed to air cure for 4 hours. (b) Second layer of slurry of cement @ 0.242 kg/sqm mixed with water proofing cement compound @ 0.126 kg/sqm. This layer will be allowed to air cure for 4 hours followed with water curing for 48 hours. The rate includes preparation of surface, treatment and sealing of all joints, corners, junctions of pipes and masonry with polymer mixed slurry. | BI01010001010000000000000515BI0100001911 | 35 | sqm | 508.82 |  |  | Excess(+) | 1 | Full Conversion | INR | [40 empty] | #VALUE! | #VALUE! | #VALUE!
19.03 | Providing and laying integral cement based water proofing treatment including preparation of surface as required for treatment of roofs, balconies, terraces etc consisting of following operations: (a) Applying a slurry coat of neat cement using 2.75 kg/sqm of cement admixed with water proofing compound conforming to IS. 2645 and approved by Engineer-in-charge over the RCC slab including adjoining walls upto 300 mm height including cleaning the surface before treatment. (b) Laying brick bats with mortar using broken bricks/brick bats 25 mm to 115 mm size with 50% of cement mortar 1:5 (1 cement : 5 coarse sand) admixed with water proofing compound conforming to IS : 2645 and approved by Engineer-in-charge over 20 mm thick layer of cement mortar of mix 1:5 (1 cement :5 coarse sand) admixed with water proofing compound conforming to IS : 2645 and approved by Engineer-in-charge to required slope and treating similarly the adjoining walls upto 300 mm height including rounding of junctions of walls and slabs. (c) After two days of proper curing applying a second coat of cement slurry using 2.75 kg/ sqm of cement admixed with water proofing compound conforming to IS : 2645 and approved by Engineer-in-charge. (d) Finishing the surface with 20 mm thick jointless cement mortar of mix 1:4 (1 cement :4 coarse sand) admixed with water proofing compound conforming to IS : 2645 and approved by Engineer-in-charge including laying glass fibre cloth of approved quality in top layer of plaster and finally finishing the surface with trowel with neat cement slurry and making pattern of 300x300 mm square 3 mm deep. (e) The whole terrace so finished shall be flooded with water for a minimum period of two weeks for curing and for final test. “All above operations to be done in order and as directed and specified by the Engineer-in-Charge”: | BI01010001010000000000000515BI0100001912
19.04 | With average thickness of 120 mm and minimum thickness at khurra as 65 mm. | BI01010001010000000000000515BI0100001913 | 35 | sqm | 1389.13 |  |  | Excess(+) | 1 | Full Conversion | INR | [40 empty] | #VALUE! | #VALUE! | #VALUE!
19.05 | Grading roof for water proofing treatment with | BI01010001010000000000000515BI0100001914
19.06 | Cement concrete 1:2:4 (1 cement : 2 coarse sand : 4 graded stone aggregate 20 mm nominal size) | BI01010001010000000000000515BI0100001915 | 10 | cum | 6631.73 |  |  | Excess(+) | 1 | Full Conversion | INR | [40 empty] | #VALUE! | #VALUE! | #VALUE!
19.07 | Cement mortar 1:3 (1 cement : 3 coarse sand) | BI01010001010000000000000515BI0100001916 | 1 | cum | 13286.13 |  |  | Excess(+) | 1 | Full Conversion | INR | [40 empty] | #VALUE! | #VALUE! | #VALUE!
19.08 | Providing and mixing integral crystalline admixture for water proofing treatment to RCC structures like basement raft, retaining walls, reservior, sewage & water treatment plant, tunnels / subway and bridge deck etc. at the time of transporting of concrete into the drum of the ready-mix truck , using integral crystalline admixture @0.80% (minimum) to the weight of cement content per cubic meter of concrete) or higher as recommended by the manufacturer’s specification in reinforced cement concrete at site of work. The material shall meet the requirements as specified in ACI- 212-3R-2010 i.e. by reducing permeability of concrete by more than 90%, compared with control concrete as per DIN 1048 and resistant to 16 bar hydrostatic pressure. The crystalline admixture shall be capable of self- healing of cracks up to a width of 0.50 mm. The work shall be carried out all complete as per specification and the direction of the Engineer- in-charge. The product performance shall carry guarantee for 10 years against any leakage. | BI01010001010000000000000515BI0100001917 | 50 | kg | 319.94 |  |  | Excess(+) | 1 | Full Conversion | INR | [40 empty] | #VALUE! | #VALUE! | #VALUE!
19.09 | Providing and applying fibre reinforced elastomeric liquid water proofing membrane with resilient acrylic polymers having Sun Reflectivity Index (SRI) of 105 on top of concrete roof in three coats @10.76 litre/ 10 sqm. One coat of self-priming of elastomeric waterproofing liquid (dilution with water in the ratio of 3:1) and two coats of undiluted elastomeric waterproofing liquid (dry film thickness of complete application/system not less than 500 microns). The operation shall be carried out after scrapping and properly cleaning the surface to remove loose particles with wire brushes, complete in all respect as per the direction of Engineer- in-Charge. | BI01010001010000000000000515BI0100001918 | 50 | sqm | 464.33 |  |  | Excess(+) | 1 | Full Conversion | INR | [40 empty] | #VALUE! | #VALUE! | #VALUE!
20.01 | NEW TECHNOLOGIES AND MATERIALS | BI01010001010000000000000515BI0100001919
20.02 | Chipping of unsound/weak concrete material from slabs, beams, columns etc. with manual Chisel and/ or by standard power driven percussion type or of approved make including tapering of all edges, making square shoulders of cavities including cleaning the exposed concrete surface and reinforcement with wire brushes etc. and disposal of debris for all lead and lifts all complete as per direction of Engineer-In-Charge | BI01010001010000000000000515BI0100001920
20.03 | 50 mm average thickness | BI01010001010000000000000515BI0100001921 | 10 | sqm | 211.38 |  |  | Excess(+) | 1 | Full Conversion | INR | [40 empty] | #VALUE! | #VALUE! | #VALUE!
20.04 | Cleaning of reinforcement from rust from the reinforcing bars to give it a total rust free steel surface by using alkaline chemical rust remover of approved make with paint brush and removing loose particles after 24 hours of its application with wire brush and thoroughly washing with water and allowing it to dry, all complete as per direction of Engineer-In-Charge. | BI01010001010000000000000515BI0100001922
20.05 | Bars upto 12 mm diameter | BI01010001010000000000000515BI0100001923 | 5 | metre | 6.8 |  |  | Excess(+) | 1 | Full Conversion | INR | [40 empty] | #VALUE! | #VALUE! | #VALUE!
20.06 | Bars above 12 mm diameter | BI01010001010000000000000515BI0100001924 | 25 | metre | 13.56 |  |  | Excess(+) | 1 | Full Conversion | INR | [40 empty] | #VALUE! | #VALUE! | #VALUE!
20.07 | Providing, mixing and applying bonding coat of approved adhesive on chipped portion of RCC as per specifications and direction of Engineer- In-charge complete in all respect. | BI01010001010000000000000515BI0100001925
20.08 | Epoxy bonding adhesive having coverage 2.20 sqm/kg of approved make | BI01010001010000000000000515BI0100001926 | 10 | sqm | 235.17 |  |  | Excess(+) | 1 | Full Conversion | INR | [40 empty] | #VALUE! | #VALUE! | #VALUE!
20.09 | Providing, mixing and applying SBR polymer (of approved make @ minimum 2% by wt. of cement used) modified plain/reinforced cement concrete for structural members having minimum characteristic compressive strength [with ordinary portland cement, coarse sand and graded stone aggregate of 10 mm maximum size in proportion as per design criteria] with specified average thickness. Note: Rates shall be for finished surface area of concrete and shall include the cost of labour, concrete and appropriate approved Super-Plasticiser for rendering concrete as flowable and SBR polymer but shall exclude cost of reinforcement, bond coat, Shear Keys, centering and shuttering, strutting, propping etc (Payment under this item shall be made only after proper wet curing has been done and surface has been satisfactorily evaluated by sounding/tapping with a blunt metal instrument) | BI01010001010000000000000515BI0100001927
20.1 | 50 mm thick in Grade M25 with cement content not less than 330 kg per cum | BI01010001010000000000000515BI0100001928 | 5 | sqm | 469.32 |  |  | Excess(+) | 1 | Full Conversion | INR | [40 empty] | #VALUE! | #VALUE! | #VALUE!
20.11 | 75 mm thick in Grade M25 with cement content not less than 330 kg per cum | BI01010001010000000000000515BI0100001929 | 5 | sqm | 703.96 |  |  | Excess(+) | 1 | Full Conversion | INR | [40 empty] | #VALUE! | #VALUE! | #VALUE!
20.12 | Providing, erecting, maintaining and removing temporary protective screens made out of specified fabric with all necessary fixing arrangement to ensure that it remains in position for the work duration as required by the Engineer-in-charge. | BI01010001010000000000000515BI0100001930
20.13 | Wooven PVC cloth | BI01010001010000000000000515BI0100001931 | 25 | sqm | 44.73 |  |  | Excess(+) | 1 | Full Conversion | INR | [40 empty] | #VALUE! | #VALUE! | #VALUE!
20.14 | Providing and fixing hard drawn steel wire fabric of size 75 x25 mm mesh or other suitable size wire mesh to be fixed & firmly anchored to the concrete surface by means of “L” shaped mild steel shear key welded with existing reinforcement including the cost of materials, labour, tool & plants as approved by Engineer-in-charge. | BI01010001010000000000000515BI0100001932 | 25 | sqm | 744.24 |  |  | Excess(+) | 1 | Full Conversion | INR | [40 empty] | #VALUE! | #VALUE! | #VALUE!
21 | Minor Civil Maintance Works | BI01010001010000000000000515BI0100001933
21.01 | """Providing and laying in position cement concrete of specified grade excluding the cost of centering and shuttering - All work up to plinth level. 1:5:10 (1 cement : 5 fine sand : 10 graded Brick aggregate 40 mm nominal size). "" " | BI01010001010000000000000515BI0100001934 | 25 | Cum | 4745.19 |  |  | Excess(+) | 1 | Full Conversion | INR | [40 empty] | #VALUE! | #VALUE! | #VALUE!
21.02 | "P/F C.P brass towel rod complete with two C.P.brass brackets fixed to wooden cleats with C.P. brass screws of approved quality size of 600 x 20 mm. | BI01010001010000000000000515BI0100001935 | 10 | each | 430.27 |  |  | Excess(+) | 1 | Full Conversion | INR | [40 empty] | #VALUE! | #VALUE! | #VALUE!
21.03 | P/f Homogeneous polyvinyl cloride sheet 1.5mm thick in flooring and skirting approved pattern on a smooth and damp prof base using rubber base adhesive of approved quaility and manufacture like dunlop s758, Fevicol SR 998 or equivalent including rolloing with light wooden roller weight about 5kg. All complete as directed by Engineer-in-charge in approved colour & shade. | BI01010001010000000000000515BI0100001936 | 50 | Sqm | 540.61 |  |  | Excess(+) | 1 | Full Conversion | INR | [40 empty] | #VALUE! | #VALUE! | #VALUE!
21.04 | "Providing and fixing C.P. grating with or without hole for waste pipe for floor/ nahani trap 100 mm dia. weight not less than 100 grams. | BI01010001010000000000000515BI0100001937 | 10 | each | 55.16 |  |  | Excess(+) | 1 | Full Conversion | INR | [40 empty] | #VALUE! | #VALUE! | #VALUE!
21.05 | "Cutting rubbing and polishing of old mosaic flooring of dado for rubbing and removal of rubbish i/c one coat of cement slurry for final rubbing and polishing. | BI01010001010000000000000515BI0100001938 | 10 | Sqm | 62.34 |  |  | Excess(+) | 1 | Full Conversion | INR | [40 empty] | #VALUE! | #VALUE! | #VALUE!
21.06 | "Providing and fixing C.P flange for C.P bib cock/C.P angle stop cock. | BI01010001010000000000000515BI0100001939 | 10 | Each | 27.58 |  |  | Excess(+) | 1 | Full Conversion | INR | [40 empty] | #VALUE! | #VALUE! | #VALUE!
21.07 | "Providing and fixing C.P Brass shower rose 15 mm or 20 mm inlet with shower arm (a) 75 mm dia fancy type. | BI01010001010000000000000515BI0100001940 | 10 | Each | 474.4 |  |  | Excess(+) | 1 | Full Conversion | INR | [40 empty] | #VALUE! | #VALUE! | #VALUE!
21.08 | "Providing and fixing 15 mm nominal bore C.P. swan neck pillar cock of L&K or approved equivalent make. " | BI01010001010000000000000515BI0100001941 | 10 | Each | 1058.79 |  |  | Excess(+) | 1 | Full Conversion | INR | [40 empty] | #VALUE! | #VALUE! | #VALUE!
21.09 | """Providing & Fixing Glass body liquid soap dispenser, Make : Jaquar cat no. ACN-CHR-1135N or approved equivalent make etc. with simple push lever fitted with liquid soap (one time) including cutting and making good the walls, wherever required. "" " | BI01010001010000000000000515BI0100001942 | 10 | Each | 856.76 |  |  | Excess(+) | 1 | Full Conversion | INR | [40 empty] | #VALUE! | #VALUE! | #VALUE!
21.1 | Providing and Fixing white vitreous china flat back half stall urinal of size 580x 380 x 350 mm with fittings standard size, C.P. Brass domical waste 32 mm , C.P. Brass spreders 15 mm , C.P. Connection pipe with Brass union & clamp and C.P Brass Push Cock 15 mm including cutting & making good the wall. | BI01010001010000000000000515BI0100001943 | 5 | Each | 5689.78 |  |  | Excess(+) | 1 | Full Conversion | INR | [40 empty] | #VALUE! | #VALUE! | #VALUE!
21.11 | "Providing and fixing vertical venition blinds vista make dust guard (classic/select)or equivalent. 100 mm wide on windows. " | BI01010001010000000000000515BI0100001944 | 10 | Sqm | 1883.4 |  |  | Excess(+) | 1 | Full Conversion | INR | [40 empty] | #VALUE! | #VALUE! | #VALUE!
21.12 | """Providing and laying in position cement concrete of specified grade excluding the cost of centering and shuttering - All work up to plinth level : with Old available Brick Aggregate 1:5:10 (1 cement : 5 fine sand : 10 graded Brick aggregate 40 mm nominal size). "" " | BI01010001010000000000000515BI0100001945 | 5 | Cum | 3705.16 |  |  | Excess(+) | 1 | Full Conversion | INR | [40 empty] | #VALUE! | #VALUE! | #VALUE!
21.13 | "Providing and fixing CP health faucet Corsa brand or Equivalent (hand shower) for European type WC/ IWC of standard make fixed on existing angle valve etc. Complete. " | BI01010001010000000000000515BI0100001946 | 10 | each | 800.15 |  |  | Excess(+) | 1 | Full Conversion | INR | [40 empty] | #VALUE! | #VALUE! | #VALUE!
21.14 | "Providing and fixing of S.S (steel grade 304) sliding door bolt satin S.S. finish of kich make or approved equivalent including the cost of screws and other incidental charges as per the approved sample complete. 250x16mm. " | BI01010001010000000000000515BI0100001947 | 5 | Each | 2078 |  |  | Excess(+) | 1 | Full Conversion | INR | [40 empty] | #VALUE! | #VALUE! | #VALUE!
21.15 | " Providing and fixing Stailess steel grade 316 Door stopper of Kich make or approved equivalent, including the cost of screw and other incidental charges complete. " | BI01010001010000000000000515BI0100001948 | 10 | Each | 698.85 |  |  | Excess(+) | 1 | Full Conversion | INR | [40 empty] | #VALUE! | #VALUE! | #VALUE!
21.16 | " Providing and fixing Stailess steel grade 316 Door Lock of Kich make or approved equivalent, including the cost of screw and other incidental charges complete. " | BI01010001010000000000000515BI0100001949 | 5 | Each | 3563.91 |  |  | Excess(+) | 1 | Full Conversion | INR | [40 empty] | #VALUE! | #VALUE! | #VALUE!
21.17 | "Providing and fixing Stailess steel Tower bolt of Kich/ Golden make or equivalent, including the cost of screws etc. complete all as per direction of Engineer-in-charge. 250x10 mm. "" " | BI01010001010000000000000515BI0100001950 | 5 | Each | 952.58 |  |  | Excess(+) | 1 | Full Conversion | INR | [40 empty] | #VALUE! | #VALUE! | #VALUE!
21.18 | "P/F on wall face un plasticized PVC pipe incl. Jointing with seal ring single socketed pipe 160mm dia. " | BI01010001010000000000000515BI0100001951 | 5 | Rm | 1274.14 |  |  | Excess(+) | 1 | Full Conversion | INR | [40 empty] | #VALUE! | #VALUE! | #VALUE!
21.19 | "P/F on wall face un plasticized PVC molded fittings for un plasticized PVC pipe incl. Jointing with seal ring. Bend 160mm dia. " | BI01010001010000000000000515BI0100001952 | 5 | Each | 468.37 |  |  | Excess(+) | 1 | Full Conversion | INR | [40 empty] | #VALUE! | #VALUE! | #VALUE!
21.2 | "Providing and fixing Sun control coloured solar film of GARWARE make on glass panes etc. Complete. " | BI01010001010000000000000515BI0100001953 | 5 | Sqm | 711.05 |  |  | Excess(+) | 1 | Full Conversion | INR | [40 empty] | #VALUE! | #VALUE! | #VALUE!
21.21 | "P/F plastic body PVC finish fully automatic """"""""NO TOUCH""""""""hand drier suitable to operate on 220 volts, single phase 50 Hz A.C power supply and directly plugged to power point size of 240mm * 235 mm 195mm, heater wattage 1800 wtih heater wattage 1800 with fixing on wall complete. " | BI01010001010000000000000515BI0100001954 | 5 | Each | 6545.72 |  |  | Excess(+) | 1 | Full Conversion | INR | [40 empty] | #VALUE! | #VALUE! | #VALUE!
21.22 | "Replacement of Solerroid valve for uninal / wash basin auto flush includiing removal of old solenoid valve and servicing etc complete. " | BI01010001010000000000000515BI0100001955 | 5 | Each | 3680.21 |  |  | Excess(+) | 1 | Full Conversion | INR | [40 empty] | #VALUE! | #VALUE! | #VALUE!
21.23 | "Repalcement of battery box of Sensor of Urinal/Washbasin Flush for auto flushing system. " | BI01010001010000000000000515BI0100001956 | 10 | Each | 463.51 |  |  | Excess(+) | 1 | Full Conversion | INR | [40 empty] | #VALUE! | #VALUE! | #VALUE!
21.24 | "Replacement of wall concealed Metropole WC flush valve (push type) in existing connection point complete. " | BI01010001010000000000000515BI0100001957 | 5 | Each | 3458.06 |  |  | Excess(+) | 1 | Full Conversion | INR | [40 empty] | #VALUE! | #VALUE! | #VALUE!
21.25 | "Providing and fixing CP. Brass Threeway Swanneck Piller Cock of standerd make (L & K or equivalent make) complete. " | BI01010001010000000000000515BI0100001958 | 5 | Each | 1058.79 |  |  | Excess(+) | 1 | Full Conversion | INR | [40 empty] | #VALUE! | #VALUE! | #VALUE!
21.26 | "Providing and fixing CP Nozzle cock 15 mm dia of approved make. " | BI01010001010000000000000515BI0100001959 | 5 | Each | 761.27 |  |  | Excess(+) | 1 | Full Conversion | INR | [40 empty] | #VALUE! | #VALUE! | #VALUE!
21.27 | "Replacement of urinal flush valve by providing and fixing CP push valve in existing connection point with required finishing etc, complete. " | BI01010001010000000000000515BI0100001960 | 5 | Each | 1995.38 |  |  | Excess(+) | 1 | Full Conversion | INR | [40 empty] | #VALUE! | #VALUE! | #VALUE!
21.28 | "Providing and Fixing C.P. waste 32mm dia for Basin/ Sink. " | BI01010001010000000000000515BI0100001961 | 10 | Each | 264.78 |  |  | Excess(+) | 1 | Full Conversion | INR | [40 empty] | #VALUE! | #VALUE! | #VALUE!
21.29 | "Removal of old PVC floor and proper scrapping, cleaning etc to prepare surface for reflooring as per direction incharge. " | BI01010001010000000000000515BI0100001962 | 10 | Sqm | 92.27 |  |  | Excess(+) | 1 | Full Conversion | INR | [40 empty] | #VALUE! | #VALUE! | #VALUE!
21.3 | "Replacement of battery and servicing of sensor of wash basin flush for battery operated auto flushing system (6volt battery). " | BI01010001010000000000000515BI0100001963 | 5 | Each | 1186.93 |  |  | Excess(+) | 1 | Full Conversion | INR | [40 empty] | #VALUE! | #VALUE! | #VALUE!
21.31 | Providing and fixing aluminium door seal 3 feet long with screw etc. | BI01010001010000000000000515BI0100001964 | 10 | Each | 183.68 |  |  | Excess(+) | 1 | Full Conversion | INR | [40 empty] | #VALUE! | #VALUE! | #VALUE!
21.32 | Repairing of Aluminium glass door with taking out, make alignment and setting of pivot / hinges etc complete. | BI01010001010000000000000515BI0100001965 | 10 | Each | 453.53 |  |  | Excess(+) | 1 | Full Conversion | INR | [40 empty] | #VALUE! | #VALUE! | #VALUE!
21.33 | "Providing and fixing 3 mm thick transparent Acrylic sheet , with suitable screws for Acrylic sheet in ceiling , walls etc. complete (frame work to be paid separately) 3 mm thick transparent Acrylic sheet " | BI01010001010000000000000515BI0100001966 | 20 | Sqm | 1635.23 |  |  | Excess(+) | 1 | Full Conversion | INR | [40 empty] | #VALUE! | #VALUE! | #VALUE!
21.34 | "Replacement of Sensor circuit with plate for battery operated auto flush valve for uninal / wash basin. " | BI01010001010000000000000515BI0100001967 | 5 | Each | 5145.7 |  |  | Excess(+) | 1 | Full Conversion | INR | [40 empty] | #VALUE! | #VALUE! | #VALUE!
21.35 | "Replacement of battery and servicing of batterry box for sensor of wash basin flush / urinal flush for battery operated auto flushing system (battery 4*1.5 v) " | BI01010001010000000000000515BI0100001968 | 10 | Each | 226.89 |  |  | Excess(+) | 1 | Full Conversion | INR | [40 empty] | #VALUE! | #VALUE! | #VALUE!
21.36 | " Servicing and repairing of sensor for urinal flushing system / wash basin tap for battery operated auto flushing system. " | BI01010001010000000000000515BI0100001969 | 10 | Each | 521.06 |  |  | Excess(+) | 1 | Full Conversion | INR | [40 empty] | #VALUE! | #VALUE! | #VALUE!
21.37 | " Servicing and repairing of Solenoid valve for urinal flushing system /wash basin tap for battery operated auto flushing system . " | BI01010001010000000000000515BI0100001970 | 10 | Each | 504.78 |  |  | Excess(+) | 1 | Full Conversion | INR | [40 empty] | #VALUE! | #VALUE! | #VALUE!
21.38 | " Servicing and repairing of PVC finish fully automatic """"""""NO TOUCH""""""""hand drier. " | BI01010001010000000000000515BI0100001971 | 10 | Each | 792.44 |  |  | Excess(+) | 1 | Full Conversion | INR | [40 empty] | #VALUE! | #VALUE! | #VALUE!
21.39 | "Replacement of Automatic urinal flushing system with Solerroid valve, senser plate etc. all complete for battery operated valve. " | BI01010001010000000000000515BI0100001972 | 5 | Each | 7588.15 |  |  | Excess(+) | 1 | Full Conversion | INR | [40 empty] | #VALUE! | #VALUE! | #VALUE!
21.4 | "Replacement of Automatic No touch sensered water tap for wash basin with Solerroid valve, senser eye etc. all complete for battery operated tap. " | BI01010001010000000000000515BI0100001973 | 5 | Each | 9107.94 |  |  | Excess(+) | 1 | Full Conversion | INR | [40 empty] | #VALUE! | #VALUE! | #VALUE!
21.41 | "P/F homogeneous polyvinyl chloride sheet 2.00 mm thick in flooring and skirting in approved pattern on a smooth and damp proof base using rubber base adhesive of approved quality and manufacturer like Dunlop S-758 , Fevicol SR 998 or equivalent including rolling with light wooden roller weight about 5 kg. All complete as directed by Engineer -in -charge in approved color & shade. " | BI01010001010000000000000515BI0100001974 | 25 | Sqm | 594.87 |  |  | Excess(+) | 1 | Full Conversion | INR | [40 empty] | #VALUE! | #VALUE! | #VALUE!
21.42 | Brick work with available common burnt clay F.P.S.( non modular ) brick of class designation 7.5 in foundation and plinth in Cement mortar 1:6 ( 1 Cement: 6 Coarse sand) | BI01010001010000000000000515BI0100001975 | 20 | Cum | 2992.49 |  |  | Excess(+) | 1 | Full Conversion | INR | [40 empty] | #VALUE! | #VALUE! | #VALUE!
21.43 | Providing and fixing 8 mm thick toughened glass of approved make & quality in PVC door/ window i/c carriage etc. complete as pe direction of Engineer-in -charge. | BI01010001010000000000000515BI0100001976 | 10 | Sqm | 2479.59 |  |  | Excess(+) | 1 | Full Conversion | INR | [40 empty] | #VALUE! | #VALUE! | #VALUE!
21.44 | Providing and fixing on wall face unplasticized Rigid PVC rain water pipe conforming to IS : 13592 Type A, including jointing with seal ring conforming to IS : 5382 leaving 10mm gap for thermal expansion.(i) Single socketed pipes.160 mm Diameter | BI01010001010000000000000515BI0100001977 | 10 | metre | 428.77 |  |  | Excess(+) | 1 | Full Conversion | INR | [40 empty] | #VALUE! | #VALUE! | #VALUE!
21.45 | Providing and fixing on wall face unplasticized Rigid PVC rain water pipe conforming to IS : 13592 Type A, including jointing with seal ring conforming to IS : 5382 leaving 10mm gap for thermal expansion.(i) Single socketed pipes.160 mm Diameter | BI01010001010000000000000515BI0100001978 | 10 | metre | 428.77 |  |  | Excess(+) | 1 | Full Conversion | INR | [40 empty] | #VALUE! | #VALUE! | #VALUE!
21.46 | Providing and fixing on wall face unplasticized - PVC Moulded fitting/ accessories for unplasticized Rigid PVC Rain water pipe conforming to IS 13592 Type A , including jointing with seal ring Conforming to IS 5382 leaving 10 mm gap for thermal expansion Single Tee Without door 160x160x160 mm | BI01010001010000000000000515BI0100001979 | 10 | each | 484.86 |  |  | Excess(+) | 1 | Full Conversion | INR | [40 empty] | #VALUE! | #VALUE! | #VALUE!
21.47 | Providing and fixing on wall face unplasticized - PVC Mulded fitting/ accessories for unplasticized Rigid PVC Rain water pipe conforming to IS : 13592 Type A, including jointing with seal ring conforming to IS : 5382, leaving 10 mm gap for thermal expansion shoe ( plain) 160mm shoe | BI01010001010000000000000515BI0100001980 | 10 | each | 258.1 |  |  | Excess(+) | 1 | Full Conversion | INR | [40 empty] | #VALUE! | #VALUE! | #VALUE!
21.48 | Providing and fixing unplasticized PVC Pipe clip of approved gesign to unplasticized- PVC rain water pipes by means pvc pluge, screwed with M.S. screws of required length , including drilling the wall rtc complete. | BI01010001010000000000000515BI0100001981 | 10 | each | 88.23 |  |  | Excess(+) | 1 | Full Conversion | INR | [40 empty] | #VALUE! | #VALUE! | #VALUE!
21.49 | Providing and fixing Sun control 100% blackout coluured solar film of GARWARE or approved equivalent make & quality complete as per direction of Engineer-in- charge | BI01010001010000000000000515BI0100001982 | 10 | Sqm | 994.47 |  |  | Excess(+) | 1 | Full Conversion | INR | [40 empty] | #VALUE! | #VALUE! | #VALUE!
21.5 | Repairing of wall crack with premixed ulta- high strength non-shrink cementitious CICO grout - V1/100 mixed with Smartcare repairmax 200 of asian paint in required proportion as per manufacturer specification i/c making the crack/surface suitable for repairing with required T&P etc. complete in all respect as per the direction of Engineer- in-charge | BI01010001010000000000000515BI0100001983 | 10 | Metre | 231.71 |  |  | Excess(+) | 1 | Full Conversion | INR | [40 empty] | #VALUE! | #VALUE! | #VALUE!
21.51 | Providing and fixing Armstrong channelled woodwork G14/G28 perforated panels of width 128 mm, thickness of 15 mm and length 2440 mm made of a high- density plasticle board substrate with a laminated facing as per manucturer's available shade option & finish with a melamine balancing layer on the reverse side the board shall have a special perforation pattern where the visible surface has a ( Helmholtz fluted perforation of 2mm width and 14mm of visible panel. the back if the perforated panel shall have a sound absorbing nonwoven acoustic fleece. the panel shell be muunted on a special aluminium spine using clip and requisite arrangement as per manufacturer's specufucation and as per direction of the Engineer-incharge complete. | BI01010001010000000000000515BI0100001984 | 5 | Sqm | 5571.86 |  |  | Excess(+) | 1 | Full Conversion | INR | [40 empty] | #VALUE! | #VALUE! | #VALUE!
21.52 | Providing and fixing EPDM/ noprene rubber gasket approved equivalent make & quality in existing window glasses i/c removing the glass from the window and refixing the same with gasket etc. complete in all respect as per direction of Engineer-in-charge | BI01010001010000000000000515BI0100001985 | 5 | Sqm | 94 |  |  | Excess(+) | 1 | Full Conversion | INR | [40 empty] | #VALUE! | #VALUE! | #VALUE!
21.53 | Providing and fixing roller blinds Serene of VISTA or approved equivalent make & Quality Complete as per direction of Engineer -in-charge | BI01010001010000000000000515BI0100001986 | 10 | Sqm | 2692.33 |  |  | Excess(+) | 1 | Full Conversion | INR | [40 empty] | #VALUE! | #VALUE! | #VALUE!
21.54 | Providing and fixing vertical blinds VISTA make dustgaured ( class / select) or approvel equivalent make & Quality complete as per direction of Engineer-in-charege | BI01010001010000000000000515BI0100001987 | 10 | Sqm | 2151.39 |  |  | Excess(+) | 1 | Full Conversion | INR | [40 empty] | #VALUE! | #VALUE! | #VALUE!
21.55 | fixing of available aluminium partition, door / ventilotor including necessary filling uo the gape at junction , C.P.brass / stainless / steel screws, all complete as per direction of Engineer-in-charge. | BI01010001010000000000000515BI0100001988 | 10 | Sqm | 288.61 |  |  | Excess(+) | 1 | Full Conversion | INR | [40 empty] | #VALUE! | #VALUE! | #VALUE!
21.56 | Providing kota stone strip of 500- 100 width on the existing kota stone window sill with necessary addhesive i/c cutting the stone in required shape & size,sealing the joint with silicon sealent etc. complete, | BI01010001010000000000000515BI0100001989 | 50 | mtere | 187.18 |  |  | Excess(+) | 1 | Full Conversion | INR | [40 empty] | #VALUE! | #VALUE! | #VALUE!
21.57 | Providing and fixing double action hydraulic floor spring of approved brand and manufacture conforming to IS 6315, having brand logo embossed on the body / plate with double spring mechanism for frameless glass door make of dorma modle on BTS65 floor spring. | BI01010001010000000000000515BI0100001990 | 5 | each | 11760.53 |  |  | Excess(+) | 1 | Full Conversion | INR | [40 empty] | #VALUE! | #VALUE! | #VALUE!
21.58 | "Providing and fixing gun metal gate valve with C.I. wheel of approved quality (screwed end) : (a) 15mm nominal bore. | BI01010001010000000000000515BI0100001991 | 5 | each | 399.41 |  |  | Excess(+) | 1 | Full Conversion | INR | [40 empty] | #VALUE! | #VALUE! | #VALUE!
21.59 | "Cutting rubbing and polishing of old mosaic flooring of dado for rubbing and removal of rubbish i/c one coat of cement slurry for final rubbing and polishing. | BI01010001010000000000000515BI0100001992 | 5 | Sqm | 69.01 |  |  | Excess(+) | 1 | Full Conversion | INR | [40 empty] | #VALUE! | #VALUE! | #VALUE!
21.6 | "Providing and fixing white vitreous china oval type wash basin of size 550 x 480 with 15mm C.P brass pillar tap, 32mm C.P brass waste of standard pattern. | BI01010001010000000000000515BI0100001993 | 5 | Each | 2362.78 |  |  | Excess(+) | 1 | Full Conversion | INR | [40 empty] | #VALUE! | #VALUE! | #VALUE!
21.61 | "Providing and fixing C.P. pillar cock 15 mm nominal bore (L&K make) for wash basin. | BI01010001010000000000000515BI0100001994 | 10 | Each | 704.04 |  |  | Excess(+) | 1 | Full Conversion | INR | [40 empty] | #VALUE! | #VALUE! | #VALUE!
21.62 | "Providing and fixing C.P connection for gyser (15 x 450) mm with nut and washer. | BI01010001010000000000000515BI0100001995 | 10 | Each | 185.13 |  |  | Excess(+) | 1 | Full Conversion | INR | [40 empty] | #VALUE! | #VALUE! | #VALUE!
21.63 | "Brick on edge flooring with old available bricks of class designation 7.5 on a bed of 12 mm cement mortar, including filling the joints with same mortar, with common burnt clay non modular bricks: 1:6 (1cement : 6 coarse sand) " | BI01010001010000000000000515BI0100001996 | 10 | Sqm | 506.18 |  |  | Excess(+) | 1 | Full Conversion | INR | [40 empty] | #VALUE! | #VALUE! | #VALUE!
21.64 | "Half brick masonry with old available common burnt clay F.P.S. (non modular) bricks of class designation 7.5 in superstructure above plinth level up to floor V level. Cement mortar 1:4 (1 cement :4 coarse sand)" | BI01010001010000000000000515BI0100001997 | 10 | Sqm | 578.09 |  |  | Excess(+) | 1 | Full Conversion | INR | [40 empty] | #VALUE! | #VALUE! | #VALUE!
21.65 | "Providing and fixing C.P waste 40 mm nominal bore for china sink or wash basin (L&K) make. | BI01010001010000000000000515BI0100001998 | 10 | Each | 184.38 |  |  | Excess(+) | 1 | Full Conversion | INR | [40 empty] | #VALUE! | #VALUE! | #VALUE!
21.66 | "Providing and fixing C.P waste 50 mm nominal bore for china sink or wash basin (L&K) make. | BI01010001010000000000000515BI0100001999 | 10 | Each | 212.42 |  |  | Excess(+) | 1 | Full Conversion | INR | [40 empty] | #VALUE! | #VALUE! | #VALUE!
21.67 | Providing & fixing Kota Stone upto 100 mm depth Strips with CM 1:4 in CC Road i/c cutting the kota in strips. | BI01010001010000000000000515BI0100002000 | 50 | Rm | 74.13 |  |  | Excess(+) | 1 | Full Conversion | INR | [40 empty] | #VALUE! | #VALUE! | #VALUE!
21.68 | "Providing and fixing PVC door silencer with necessary screw etc complete. 75mm" | BI01010001010000000000000515BI0100002001 | 10 | Each | 31.66 |  |  | Excess(+) | 1 | Full Conversion | INR | [40 empty] | #VALUE! | #VALUE! | #VALUE!
21.69 | "Providing and fixing PVC door silencer with necessary screw etc complete. 100mm" | BI01010001010000000000000515BI0100002002 | 10 | Each | 46.34 |  |  | Excess(+) | 1 | Full Conversion | INR | [40 empty] | #VALUE! | #VALUE! | #VALUE!
21.7 | Providing and fixing CPVC ball valve 32 mm dia i/c all fittings complete of Approved make. For one piece only | BI01010001010000000000000515BI0100002003 | 5 | Each | 606.82 |  |  | Excess(+) | 1 | Full Conversion | INR | [40 empty] | #VALUE! | #VALUE! | #VALUE!
21.71 | Providing and Fixing CPVC ball valve 25 mm dia i/c all fitting of Approved make. For one Piece only. | BI01010001010000000000000515BI0100002004 | 5 | Each | 278.05 |  |  | Excess(+) | 1 | Full Conversion | INR | [40 empty] | #VALUE! | #VALUE! | #VALUE!
21.72 | P/F looking mirror of 5.5 mm thick superior glass of approved quality complete with 12 mm thick of water type ply wood sheet ground 40 mm widex 12 mm thick 1st class teak wood beeding frame of half round fixed to wooden cleats with CP brass screw and washer complete teak wood beading finished with sprits polishing complete. | BI01010001010000000000000515BI0100002005 | 10 | Sqm | 3072.6 |  |  | Excess(+) | 1 | Full Conversion | INR | [40 empty] | #VALUE! | #VALUE! | #VALUE!
Total in Figures | [51 empty] | #VALUE! | #VALUE! | #VALUE!
Quoted Rate in Figures |  |  |  | Select | [47 empty] | 0 | 0 | #VALUE!
Quoted Rate in Words |  | #VALUE!
Note on K15: gepadmin: 1. If you choose "Full Conversion" then Column BA (AMOUNT) and Column BB (TAXES) BOTH values will be convert based on selected Currency in (Column L). 2. If you choose "Partial Conversion" then Column BA (AMOUNT) only will be converted based on selected currency (Column L) and Column BB (TAXES) value (INR) will be added to the converted values.
Note on K18: gepadmin: 1. If you choose "Full Conversion" then Column BA (AMOUNT) and Column BB (TAXES) BOTH values will be convert based on selected Currency in (Column L). 2. If you choose "Partial Conversion" then Column BA (AMOUNT) only will be converted based on selected currency (Column L) and Column BB (TAXES) value (INR) will be added to the converted values.
Note on K20: gepadmin: 1. If you choose "Full Conversion" then Column BA (AMOUNT) and Column BB (TAXES) BOTH values will be convert based on selected Currency in (Column L). 2. If you choose "Partial Conversion" then Column BA (AMOUNT) only will be converted based on selected currency (Column L) and Column BB (TAXES) value (INR) will be added to the converted values.
Note on K23: gepadmin: 1. If you choose "Full Conversion" then Column BA (AMOUNT) and Column BB (TAXES) BOTH values will be convert based on selected Currency in (Column L). 2. If you choose "Partial Conversion" then Column BA (AMOUNT) only will be converted based on selected currency (Column L) and Column BB (TAXES) value (INR) will be added to the converted values.
Note on K24: gepadmin: 1. If you choose "Full Conversion" then Column BA (AMOUNT) and Column BB (TAXES) BOTH values will be convert based on selected Currency in (Column L). 2. If you choose "Partial Conversion" then Column BA (AMOUNT) only will be converted based on selected currency (Column L) and Column BB (TAXES) value (INR) will be added to the converted values.
Note on K25: gepadmin: 1. If you choose "Full Conversion" then Column BA (AMOUNT) and Column BB (TAXES) BOTH values will be convert based on selected Currency in (Column L). 2. If you choose "Partial Conversion" then Column BA (AMOUNT) only will be converted based on selected currency (Column L) and Column BB (TAXES) value (INR) will be added to the converted values.
Note on K26: gepadmin: 1. If you choose "Full Conversion" then Column BA (AMOUNT) and Column BB (TAXES) BOTH values will be convert based on selected Currency in (Column L). 2. If you choose "Partial Conversion" then Column BA (AMOUNT) only will be converted based on selected currency (Column L) and Column BB (TAXES) value (INR) will be added to the converted values.
Note on K27: gepadmin: 1. If you choose "Full Conversion" then Column BA (AMOUNT) and Column BB (TAXES) BOTH values will be convert based on selected Currency in (Column L). 2. If you choose "Partial Conversion" then Column BA (AMOUNT) only will be converted based on selected currency (Column L) and Column BB (TAXES) value (INR) will be added to the converted values.
Note on K29: gepadmin: 1. If you choose "Full Conversion" then Column BA (AMOUNT) and Column BB (TAXES) BOTH values will be convert based on selected Currency in (Column L). 2. If you choose "Partial Conversion" then Column BA (AMOUNT) only will be converted based on selected currency (Column L) and Column BB (TAXES) value (INR) will be added to the converted values.
Note on K31: gepadmin: 1. If you choose "Full Conversion" then Column BA (AMOUNT) and Column BB (TAXES) BOTH values will be convert based on selected Currency in (Column L). 2. If you choose "Partial Conversion" then Column BA (AMOUNT) only will be converted based on selected currency (Column L) and Column BB (TAXES) value (INR) will be added to the converted values.
Note on K32: gepadmin: 1. If you choose "Full Conversion" then Column BA (AMOUNT) and Column BB (TAXES) BOTH values will be convert based on selected Currency in (Column L). 2. If you choose "Partial Conversion" then Column BA (AMOUNT) only will be converted based on selected currency (Column L) and Column BB (TAXES) value (INR) will be added to the converted values.
Note on K33: gepadmin: 1. If you choose "Full Conversion" then Column BA (AMOUNT) and Column BB (TAXES) BOTH values will be convert based on selected Currency in (Column L). 2. If you choose "Partial Conversion" then Column BA (AMOUNT) only will be converted based on selected currency (Column L) and Column BB (TAXES) value (INR) will be added to the converted values.
Note on K36: gepadmin: 1. If you choose "Full Conversion" then Column BA (AMOUNT) and Column BB (TAXES) BOTH values will be convert based on selected Currency in (Column L). 2. If you choose "Partial Conversion" then Column BA (AMOUNT) only will be converted based on selected currency (Column L) and Column BB (TAXES) value (INR) will be added to the converted values.
Note on K37: gepadmin: 1. If you choose "Full Conversion" then Column BA (AMOUNT) and Column BB (TAXES) BOTH values will be convert based on selected Currency in (Column L). 2. If you choose "Partial Conversion" then Column BA (AMOUNT) only will be converted based on selected currency (Column L) and Column BB (TAXES) value (INR) will be added to the converted values.
Note on K39: gepadmin: 1. If you choose "Full Conversion" then Column BA (AMOUNT) and Column BB (TAXES) BOTH values will be convert based on selected Currency in (Column L). 2. If you choose "Partial Conversion" then Column BA (AMOUNT) only will be converted based on selected currency (Column L) and Column BB (TAXES) value (INR) will be added to the converted values.
Note on K41: gepadmin: 1. If you choose "Full Conversion" then Column BA (AMOUNT) and Column BB (TAXES) BOTH values will be convert based on selected Currency in (Column L). 2. If you choose "Partial Conversion" then Column BA (AMOUNT) only will be converted based on selected currency (Column L) and Column BB (TAXES) value (INR) will be added to the converted values.
Note on K43: gepadmin: 1. If you choose "Full Conversion" then Column BA (AMOUNT) and Column BB (TAXES) BOTH values will be convert based on selected Currency in (Column L). 2. If you choose "Partial Conversion" then Column BA (AMOUNT) only will be converted based on selected currency (Column L) and Column BB (TAXES) value (INR) will be added to the converted values.
Note on K44: gepadmin: 1. If you choose "Full Conversion" then Column BA (AMOUNT) and Column BB (TAXES) BOTH values will be convert based on selected Currency in (Column L). 2. If you choose "Partial Conversion" then Column BA (AMOUNT) only will be converted based on selected currency (Column L) and Column BB (TAXES) value (INR) will be added to the converted values.
Note on K45: gepadmin: 1. If you choose "Full Conversion" then Column BA (AMOUNT) and Column BB (TAXES) BOTH values will be convert based on selected Currency in (Column L). 2. If you choose "Partial Conversion" then Column BA (AMOUNT) only will be converted based on selected currency (Column L) and Column BB (TAXES) value (INR) will be added to the converted values.
Note on K46: gepadmin: 1. If you choose "Full Conversion" then Column BA (AMOUNT) and Column BB (TAXES) BOTH values will be convert based on selected Currency in (Column L). 2. If you choose "Partial Conversion" then Column BA (AMOUNT) only will be converted based on selected currency (Column L) and Column BB (TAXES) value (INR) will be added to the converted values.
Note on K47: gepadmin: 1. If you choose "Full Conversion" then Column BA (AMOUNT) and Column BB (TAXES) BOTH values will be convert based on selected Currency in (Column L). 2. If you choose "Partial Conversion" then Column BA (AMOUNT) only will be converted based on selected currency (Column L) and Column BB (TAXES) value (INR) will be added to the converted values.
Note on K50: gepadmin: 1. If you choose "Full Conversion" then Column BA (AMOUNT) and Column BB (TAXES) BOTH values will be convert based on selected Currency in (Column L). 2. If you choose "Partial Conversion" then Column BA (AMOUNT) only will be converted based on selected currency (Column L) and Column BB (TAXES) value (INR) will be added to the converted values.
Note on K51: gepadmin: 1. If you choose "Full Conversion" then Column BA (AMOUNT) and Column BB (TAXES) BOTH values will be convert based on selected Currency in (Column L). 2. If you choose "Partial Conversion" then Column BA (AMOUNT) only will be converted based on selected currency (Column L) and Column BB (TAXES) value (INR) will be added to the converted values.
Note on K53: gepadmin: 1. If you choose "Full Conversion" then Column BA (AMOUNT) and Column BB (TAXES) BOTH values will be convert based on selected Currency in (Column L). 2. If you choose "Partial Conversion" then Column BA (AMOUNT) only will be converted based on selected currency (Column L) and Column BB (TAXES) value (INR) will be added to the converted values.
Note on K54: gepadmin: 1. If you choose "Full Conversion" then Column BA (AMOUNT) and Column BB (TAXES) BOTH values will be convert based on selected Currency in (Column L). 2. If you choose "Partial Conversion" then Column BA (AMOUNT) only will be converted based on selected currency (Column L) and Column BB (TAXES) value (INR) will be added to the converted values.
Note on K56: gepadmin: 1. If you choose "Full Conversion" then Column BA (AMOUNT) and Column BB (TAXES) BOTH values will be convert based on selected Currency in (Column L). 2. If you choose "Partial Conversion" then Column BA (AMOUNT) only will be converted based on selected currency (Column L) and Column BB (TAXES) value (INR) will be added to the converted values.
Note on K57: gepadmin: 1. If you choose "Full Conversion" then Column BA (AMOUNT) and Column BB (TAXES) BOTH values will be convert based on selected Currency in (Column L). 2. If you choose "Partial Conversion" then Column BA (AMOUNT) only will be converted based on selected currency (Column L) and Column BB (TAXES) value (INR) will be added to the converted values.
Note on K58: gepadmin: 1. If you choose "Full Conversion" then Column BA (AMOUNT) and Column BB (TAXES) BOTH values will be convert based on selected Currency in (Column L). 2. If you choose "Partial Conversion" then Column BA (AMOUNT) only will be converted based on selected currency (Column L) and Column BB (TAXES) value (INR) will be added to the converted values.
Note on K59: gepadmin: 1. If you choose "Full Conversion" then Column BA (AMOUNT) and Column BB (TAXES) BOTH values will be convert based on selected Currency in (Column L). 2. If you choose "Partial Conversion" then Column BA (AMOUNT) only will be converted based on selected currency (Column L) and Column BB (TAXES) value (INR) will be added to the converted values.
Note on K60: gepadmin: 1. If you choose "Full Conversion" then Column BA (AMOUNT) and Column BB (TAXES) BOTH values will be convert based on selected Currency in (Column L). 2. If you choose "Partial Conversion" then Column BA (AMOUNT) only will be converted based on selected currency (Column L) and Column BB (TAXES) value (INR) will be added to the converted values.
Note on K61: gepadmin: 1. If you choose "Full Conversion" then Column BA (AMOUNT) and Column BB (TAXES) BOTH values will be convert based on selected Currency in (Column L). 2. If you choose "Partial Conversion" then Column BA (AMOUNT) only will be converted based on selected currency (Column L) and Column BB (TAXES) value (INR) will be added to the converted values.
Note on K62: gepadmin: 1. If you choose "Full Conversion" then Column BA (AMOUNT) and Column BB (TAXES) BOTH values will be convert based on selected Currency in (Column L). 2. If you choose "Partial Conversion" then Column BA (AMOUNT) only will be converted based on selected currency (Column L) and Column BB (TAXES) value (INR) will be added to the converted values.
Note on K64: gepadmin: 1. If you choose "Full Conversion" then Column BA (AMOUNT) and Column BB (TAXES) BOTH values will be convert based on selected Currency in (Column L). 2. If you choose "Partial Conversion" then Column BA (AMOUNT) only will be converted based on selected currency (Column L) and Column BB (TAXES) value (INR) will be added to the converted values.
Note on K65: gepadmin: 1. If you choose "Full Conversion" then Column BA (AMOUNT) and Column BB (TAXES) BOTH values will be convert based on selected Currency in (Column L). 2. If you choose "Partial Conversion" then Column BA (AMOUNT) only will be converted based on selected currency (Column L) and Column BB (TAXES) value (INR) will be added to the converted values.
Note on K67: gepadmin: 1. If you choose "Full Conversion" then Column BA (AMOUNT) and Column BB (TAXES) BOTH values will be convert based on selected Currency in (Column L). 2. If you choose "Partial Conversion" then Column BA (AMOUNT) only will be converted based on selected currency (Column L) and Column BB (TAXES) value (INR) will be added to the converted values.
Note on K68: gepadmin: 1. If you choose "Full Conversion" then Column BA (AMOUNT) and Column BB (TAXES) BOTH values will be convert based on selected Currency in (Column L). 2. If you choose "Partial Conversion" then Column BA (AMOUNT) only will be converted based on selected currency (Column L) and Column BB (TAXES) value (INR) will be added to the converted values.
Note on K70: gepadmin: 1. If you choose "Full Conversion" then Column BA (AMOUNT) and Column BB (TAXES) BOTH values will be convert based on selected Currency in (Column L). 2. If you choose "Partial Conversion" then Column BA (AMOUNT) only will be converted based on selected currency (Column L) and Column BB (TAXES) value (INR) will be added to the converted values.
Note on K72: gepadmin: 1. If you choose "Full Conversion" then Column BA (AMOUNT) and Column BB (TAXES) BOTH values will be convert based on selected Currency in (Column L). 2. If you choose "Partial Conversion" then Column BA (AMOUNT) only will be converted based on selected currency (Column L) and Column BB (TAXES) value (INR) will be added to the converted values.
Note on K75: gepadmin: 1. If you choose "Full Conversion" then Column BA (AMOUNT) and Column BB (TAXES) BOTH values will be convert based on selected Currency in (Column L). 2. If you choose "Partial Conversion" then Column BA (AMOUNT) only will be converted based on selected currency (Column L) and Column BB (TAXES) value (INR) will be added to the converted values.
Note on K77: gepadmin: 1. If you choose "Full Conversion" then Column BA (AMOUNT) and Column BB (TAXES) BOTH values will be convert based on selected Currency in (Column L). 2. If you choose "Partial Conversion" then Column BA (AMOUNT) only will be converted based on selected currency (Column L) and Column BB (TAXES) value (INR) will be added to the converted values.
Note on K78: gepadmin: 1. If you choose "Full Conversion" then Column BA (AMOUNT) and Column BB (TAXES) BOTH values will be convert based on selected Currency in (Column L). 2. If you choose "Partial Conversion" then Column BA (AMOUNT) only will be converted based on selected currency (Column L) and Column BB (TAXES) value (INR) will be added to the converted values.
Note on K80: gepadmin: 1. If you choose "Full Conversion" then Column BA (AMOUNT) and Column BB (TAXES) BOTH values will be convert based on selected Currency in (Column L). 2. If you choose "Partial Conversion" then Column BA (AMOUNT) only will be converted based on selected currency (Column L) and Column BB (TAXES) value (INR) will be added to the converted values.
Note on K82: gepadmin: 1. If you choose "Full Conversion" then Column BA (AMOUNT) and Column BB (TAXES) BOTH values will be convert based on selected Currency in (Column L). 2. If you choose "Partial Conversion" then Column BA (AMOUNT) only will be converted based on selected currency (Column L) and Column BB (TAXES) value (INR) will be added to the converted values.
Note on K84: gepadmin: 1. If you choose "Full Conversion" then Column BA (AMOUNT) and Column BB (TAXES) BOTH values will be convert based on selected Currency in (Column L). 2. If you choose "Partial Conversion" then Column BA (AMOUNT) only will be converted based on selected currency (Column L) and Column BB (TAXES) value (INR) will be added to the converted values.
Note on K85: gepadmin: 1. If you choose "Full Conversion" then Column BA (AMOUNT) and Column BB (TAXES) BOTH values will be convert based on selected Currency in (Column L). 2. If you choose "Partial Conversion" then Column BA (AMOUNT) only will be converted based on selected currency (Column L) and Column BB (TAXES) value (INR) will be added to the converted values.
Note on K89: gepadmin: 1. If you choose "Full Conversion" then Column BA (AMOUNT) and Column BB (TAXES) BOTH values will be convert based on selected Currency in (Column L). 2. If you choose "Partial Conversion" then Column BA (AMOUNT) only will be converted based on selected currency (Column L) and Column BB (TAXES) value (INR) will be added to the converted values.
Note on K90: gepadmin: 1. If you choose "Full Conversion" then Column BA (AMOUNT) and Column BB (TAXES) BOTH values will be convert based on selected Currency in (Column L). 2. If you choose "Partial Conversion" then Column BA (AMOUNT) only will be converted based on selected currency (Column L) and Column BB (TAXES) value (INR) will be added to the converted values.
Note on K92: gepadmin: 1. If you choose "Full Conversion" then Column BA (AMOUNT) and Column BB (TAXES) BOTH values will be convert based on selected Currency in (Column L). 2. If you choose "Partial Conversion" then Column BA (AMOUNT) only will be converted based on selected currency (Column L) and Column BB (TAXES) value (INR) will be added to the converted values.
Note on K93: gepadmin: 1. If you choose "Full Conversion" then Column BA (AMOUNT) and Column BB (TAXES) BOTH values will be convert based on selected Currency in (Column L). 2. If you choose "Partial Conversion" then Column BA (AMOUNT) only will be converted based on selected currency (Column L) and Column BB (TAXES) value (INR) will be added to the converted values.
Note on K94: gepadmin: 1. If you choose "Full Conversion" then Column BA (AMOUNT) and Column BB (TAXES) BOTH values will be convert based on selected Currency in (Column L). 2. If you choose "Partial Conversion" then Column BA (AMOUNT) only will be converted based on selected currency (Column L) and Column BB (TAXES) value (INR) will be added to the converted values.
Note on K96: gepadmin: 1. If you choose "Full Conversion" then Column BA (AMOUNT) and Column BB (TAXES) BOTH values will be convert based on selected Currency in (Column L). 2. If you choose "Partial Conversion" then Column BA (AMOUNT) only will be converted based on selected currency (Column L) and Column BB (TAXES) value (INR) will be added to the converted values.
Note on K97: gepadmin: 1. If you choose "Full Conversion" then Column BA (AMOUNT) and Column BB (TAXES) BOTH values will be convert based on selected Currency in (Column L). 2. If you choose "Partial Conversion" then Column BA (AMOUNT) only will be converted based on selected currency (Column L) and Column BB (TAXES) value (INR) will be added to the converted values.
Note on K100: gepadmin: 1. If you choose "Full Conversion" then Column BA (AMOUNT) and Column BB (TAXES) BOTH values will be convert based on selected Currency in (Column L). 2. If you choose "Partial Conversion" then Column BA (AMOUNT) only will be converted based on selected currency (Column L) and Column BB (TAXES) value (INR) will be added to the converted values.
Note on K101: gepadmin: 1. If you choose "Full Conversion" then Column BA (AMOUNT) and Column BB (TAXES) BOTH values will be convert based on selected Currency in (Column L). 2. If you choose "Partial Conversion" then Column BA (AMOUNT) only will be converted based on selected currency (Column L) and Column BB (TAXES) value (INR) will be added to the converted values.
Note on K104: gepadmin: 1. If you choose "Full Conversion" then Column BA (AMOUNT) and Column BB (TAXES) BOTH values will be convert based on selected Currency in (Column L). 2. If you choose "Partial Conversion" then Column BA (AMOUNT) only will be converted based on selected currency (Column L) and Column BB (TAXES) value (INR) will be added to the converted values.
Note on K105: gepadmin: 1. If you choose "Full Conversion" then Column BA (AMOUNT) and Column BB (TAXES) BOTH values will be convert based on selected Currency in (Column L). 2. If you choose "Partial Conversion" then Column BA (AMOUNT) only will be converted based on selected currency (Column L) and Column BB (TAXES) value (INR) will be added to the converted values.
Note on K107: gepadmin: 1. If you choose "Full Conversion" then Column BA (AMOUNT) and Column BB (TAXES) BOTH values will be convert based on selected Currency in (Column L). 2. If you choose "Partial Conversion" then Column BA (AMOUNT) only will be converted based on selected currency (Column L) and Column BB (TAXES) value (INR) will be added to the converted values.
Note on K109: gepadmin: 1. If you choose "Full Conversion" then Column BA (AMOUNT) and Column BB (TAXES) BOTH values will be convert based on selected Currency in (Column L). 2. If you choose "Partial Conversion" then Column BA (AMOUNT) only will be converted based on selected currency (Column L) and Column BB (TAXES) value (INR) will be added to the converted values.
Note on K110: gepadmin: 1. If you choose "Full Conversion" then Column BA (AMOUNT) and Column BB (TAXES) BOTH values will be convert based on selected Currency in (Column L). 2. If you choose "Partial Conversion" then Column BA (AMOUNT) only will be converted based on selected currency (Column L) and Column BB (TAXES) value (INR) will be added to the converted values.
Note on K111: gepadmin: 1. If you choose "Full Conversion" then Column BA (AMOUNT) and Column BB (TAXES) BOTH values will be convert based on selected Currency in (Column L). 2. If you choose "Partial Conversion" then Column BA (AMOUNT) only will be converted based on selected currency (Column L) and Column BB (TAXES) value (INR) will be added to the converted values.
Note on K113: gepadmin: 1. If you choose "Full Conversion" then Column BA (AMOUNT) and Column BB (TAXES) BOTH values will be convert based on selected Currency in (Column L). 2. If you choose "Partial Conversion" then Column BA (AMOUNT) only will be converted based on selected currency (Column L) and Column BB (TAXES) value (INR) will be added to the converted values.
Note on K114: gepadmin: 1. If you choose "Full Conversion" then Column BA (AMOUNT) and Column BB (TAXES) BOTH values will be convert based on selected Currency in (Column L). 2. If you choose "Partial Conversion" then Column BA (AMOUNT) only will be converted based on selected currency (Column L) and Column BB (TAXES) value (INR) will be added to the converted values.
Note on K118: gepadmin: 1. If you choose "Full Conversion" then Column BA (AMOUNT) and Column BB (TAXES) BOTH values will be convert based on selected Currency in (Column L). 2. If you choose "Partial Conversion" then Column BA (AMOUNT) only will be converted based on selected currency (Column L) and Column BB (TAXES) value (INR) will be added to the converted values.
Note on K121: gepadmin: 1. If you choose "Full Conversion" then Column BA (AMOUNT) and Column BB (TAXES) BOTH values will be convert based on selected Currency in (Column L). 2. If you choose "Partial Conversion" then Column BA (AMOUNT) only will be converted based on selected currency (Column L) and Column BB (TAXES) value (INR) will be added to the converted values.
Note on K123: gepadmin: 1. If you choose "Full Conversion" then Column BA (AMOUNT) and Column BB (TAXES) BOTH values will be convert based on selected Currency in (Column L). 2. If you choose "Partial Conversion" then Column BA (AMOUNT) only will be converted based on selected currency (Column L) and Column BB (TAXES) value (INR) will be added to the converted values.
Note on K124: gepadmin: 1. If you choose "Full Conversion" then Column BA (AMOUNT) and Column BB (TAXES) BOTH values will be convert based on selected Currency in (Column L). 2. If you choose "Partial Conversion" then Column BA (AMOUNT) only will be converted based on selected currency (Column L) and Column BB (TAXES) value (INR) will be added to the converted values.
Note on K125: gepadmin: 1. If you choose "Full Conversion" then Column BA (AMOUNT) and Column BB (TAXES) BOTH values will be convert based on selected Currency in (Column L). 2. If you choose "Partial Conversion" then Column BA (AMOUNT) only will be converted based on selected currency (Column L) and Column BB (TAXES) value (INR) will be added to the converted values.
Note on K127: gepadmin: 1. If you choose "Full Conversion" then Column BA (AMOUNT) and Column BB (TAXES) BOTH values will be convert based on selected Currency in (Column L). 2. If you choose "Partial Conversion" then Column BA (AMOUNT) only will be converted based on selected currency (Column L) and Column BB (TAXES) value (INR) will be added to the converted values.
Note on K129: gepadmin: 1. If you choose "Full Conversion" then Column BA (AMOUNT) and Column BB (TAXES) BOTH values will be convert based on selected Currency in (Column L). 2. If you choose "Partial Conversion" then Column BA (AMOUNT) only will be converted based on selected currency (Column L) and Column BB (TAXES) value (INR) will be added to the converted values.
Note on K130: gepadmin: 1. If you choose "Full Conversion" then Column BA (AMOUNT) and Column BB (TAXES) BOTH values will be convert based on selected Currency in (Column L). 2. If you choose "Partial Conversion" then Column BA (AMOUNT) only will be converted based on selected currency (Column L) and Column BB (TAXES) value (INR) will be added to the converted values.
Note on K132: gepadmin: 1. If you choose "Full Conversion" then Column BA (AMOUNT) and Column BB (TAXES) BOTH values will be convert based on selected Currency in (Column L). 2. If you choose "Partial Conversion" then Column BA (AMOUNT) only will be converted based on selected currency (Column L) and Column BB (TAXES) value (INR) will be added to the converted values.
Note on K134: gepadmin: 1. If you choose "Full Conversion" then Column BA (AMOUNT) and Column BB (TAXES) BOTH values will be convert based on selected Currency in (Column L). 2. If you choose "Partial Conversion" then Column BA (AMOUNT) only will be converted based on selected currency (Column L) and Column BB (TAXES) value (INR) will be added to the converted values.
Note on K135: gepadmin: 1. If you choose "Full Conversion" then Column BA (AMOUNT) and Column BB (TAXES) BOTH values will be convert based on selected Currency in (Column L). 2. If you choose "Partial Conversion" then Column BA (AMOUNT) only will be converted based on selected currency (Column L) and Column BB (TAXES) value (INR) will be added to the converted values.
Note on K137: gepadmin: 1. If you choose "Full Conversion" then Column BA (AMOUNT) and Column BB (TAXES) BOTH values will be convert based on selected Currency in (Column L). 2. If you choose "Partial Conversion" then Column BA (AMOUNT) only will be converted based on selected currency (Column L) and Column BB (TAXES) value (INR) will be added to the converted values.
Note on K138: gepadmin: 1. If you choose "Full Conversion" then Column BA (AMOUNT) and Column BB (TAXES) BOTH values will be convert based on selected Currency in (Column L). 2. If you choose "Partial Conversion" then Column BA (AMOUNT) only will be converted based on selected currency (Column L) and Column BB (TAXES) value (INR) will be added to the converted values.
Note on K140: gepadmin: 1. If you choose "Full Conversion" then Column BA (AMOUNT) and Column BB (TAXES) BOTH values will be convert based on selected Currency in (Column L). 2. If you choose "Partial Conversion" then Column BA (AMOUNT) only will be converted based on selected currency (Column L) and Column BB (TAXES) value (INR) will be added to the converted values.
Note on K141: gepadmin: 1. If you choose "Full Conversion" then Column BA (AMOUNT) and Column BB (TAXES) BOTH values will be convert based on selected Currency in (Column L). 2. If you choose "Partial Conversion" then Column BA (AMOUNT) only will be converted based on selected currency (Column L) and Column BB (TAXES) value (INR) will be added to the converted values.
Note on K142: gepadmin: 1. If you choose "Full Conversion" then Column BA (AMOUNT) and Column BB (TAXES) BOTH values will be convert based on selected Currency in (Column L). 2. If you choose "Partial Conversion" then Column BA (AMOUNT) only will be converted based on selected currency (Column L) and Column BB (TAXES) value (INR) will be added to the converted values.
Note on K143: gepadmin: 1. If you choose "Full Conversion" then Column BA (AMOUNT) and Column BB (TAXES) BOTH values will be convert based on selected Currency in (Column L). 2. If you choose "Partial Conversion" then Column BA (AMOUNT) only will be converted based on selected currency (Column L) and Column BB (TAXES) value (INR) will be added to the converted values.
Note on K145: gepadmin: 1. If you choose "Full Conversion" then Column BA (AMOUNT) and Column BB (TAXES) BOTH values will be convert based on selected Currency in (Column L). 2. If you choose "Partial Conversion" then Column BA (AMOUNT) only will be converted based on selected currency (Column L) and Column BB (TAXES) value (INR) will be added to the converted values.
Note on K146: gepadmin: 1. If you choose "Full Conversion" then Column BA (AMOUNT) and Column BB (TAXES) BOTH values will be convert based on selected Currency in (Column L). 2. If you choose "Partial Conversion" then Column BA (AMOUNT) only will be converted based on selected currency (Column L) and Column BB (TAXES) value (INR) will be added to the converted values.
Note on K148: gepadmin: 1. If you choose "Full Conversion" then Column BA (AMOUNT) and Column BB (TAXES) BOTH values will be convert based on selected Currency in (Column L). 2. If you choose "Partial Conversion" then Column BA (AMOUNT) only will be converted based on selected currency (Column L) and Column BB (TAXES) value (INR) will be added to the converted values.
Note on K149: gepadmin: 1. If you choose "Full Conversion" then Column BA (AMOUNT) and Column BB (TAXES) BOTH values will be convert based on selected Currency in (Column L). 2. If you choose "Partial Conversion" then Column BA (AMOUNT) only will be converted based on selected currency (Column L) and Column BB (TAXES) value (INR) will be added to the converted values.
Note on K150: gepadmin: 1. If you choose "Full Conversion" then Column BA (AMOUNT) and Column BB (TAXES) BOTH values will be convert based on selected Currency in (Column L). 2. If you choose "Partial Conversion" then Column BA (AMOUNT) only will be converted based on selected currency (Column L) and Column BB (TAXES) value (INR) will be added to the converted values.
Note on K151: gepadmin: 1. If you choose "Full Conversion" then Column BA (AMOUNT) and Column BB (TAXES) BOTH values will be convert based on selected Currency in (Column L). 2. If you choose "Partial Conversion" then Column BA (AMOUNT) only will be converted based on selected currency (Column L) and Column BB (TAXES) value (INR) will be added to the converted values.
Note on K152: gepadmin: 1. If you choose "Full Conversion" then Column BA (AMOUNT) and Column BB (TAXES) BOTH values will be convert based on selected Currency in (Column L). 2. If you choose "Partial Conversion" then Column BA (AMOUNT) only will be converted based on selected currency (Column L) and Column BB (TAXES) value (INR) will be added to the converted values.
Note on K153: gepadmin: 1. If you choose "Full Conversion" then Column BA (AMOUNT) and Column BB (TAXES) BOTH values will be convert based on selected Currency in (Column L). 2. If you choose "Partial Conversion" then Column BA (AMOUNT) only will be converted based on selected currency (Column L) and Column BB (TAXES) value (INR) will be added to the converted values.
Note on K155: gepadmin: 1. If you choose "Full Conversion" then Column BA (AMOUNT) and Column BB (TAXES) BOTH values will be convert based on selected Currency in (Column L). 2. If you choose "Partial Conversion" then Column BA (AMOUNT) only will be converted based on selected currency (Column L) and Column BB (TAXES) value (INR) will be added to the converted values.
Note on K156: gepadmin: 1. If you choose "Full Conversion" then Column BA (AMOUNT) and Column BB (TAXES) BOTH values will be convert based on selected Currency in (Column L). 2. If you choose "Partial Conversion" then Column BA (AMOUNT) only will be converted based on selected currency (Column L) and Column BB (TAXES) value (INR) will be added to the converted values.
Note on K158: gepadmin: 1. If you choose "Full Conversion" then Column BA (AMOUNT) and Column BB (TAXES) BOTH values will be convert based on selected Currency in (Column L). 2. If you choose "Partial Conversion" then Column BA (AMOUNT) only will be converted based on selected currency (Column L) and Column BB (TAXES) value (INR) will be added to the converted values.
Note on K159: gepadmin: 1. If you choose "Full Conversion" then Column BA (AMOUNT) and Column BB (TAXES) BOTH values will be convert based on selected Currency in (Column L). 2. If you choose "Partial Conversion" then Column BA (AMOUNT) only will be converted based on selected currency (Column L) and Column BB (TAXES) value (INR) will be added to the converted values.
Note on K160: gepadmin: 1. If you choose "Full Conversion" then Column BA (AMOUNT) and Column BB (TAXES) BOTH values will be convert based on selected Currency in (Column L). 2. If you choose "Partial Conversion" then Column BA (AMOUNT) only will be converted based on selected currency (Column L) and Column BB (TAXES) value (INR) will be added to the converted values.
Note on K161: gepadmin: 1. If you choose "Full Conversion" then Column BA (AMOUNT) and Column BB (TAXES) BOTH values will be convert based on selected Currency in (Column L). 2. If you choose "Partial Conversion" then Column BA (AMOUNT) only will be converted based on selected currency (Column L) and Column BB (TAXES) value (INR) will be added to the converted values.
Note on K162: gepadmin: 1. If you choose "Full Conversion" then Column BA (AMOUNT) and Column BB (TAXES) BOTH values will be convert based on selected Currency in (Column L). 2. If you choose "Partial Conversion" then Column BA (AMOUNT) only will be converted based on selected currency (Column L) and Column BB (TAXES) value (INR) will be added to the converted values.
Note on K164: gepadmin: 1. If you choose "Full Conversion" then Column BA (AMOUNT) and Column BB (TAXES) BOTH values will be convert based on selected Currency in (Column L). 2. If you choose "Partial Conversion" then Column BA (AMOUNT) only will be converted based on selected currency (Column L) and Column BB (TAXES) value (INR) will be added to the converted values.
Note on K165: gepadmin: 1. If you choose "Full Conversion" then Column BA (AMOUNT) and Column BB (TAXES) BOTH values will be convert based on selected Currency in (Column L). 2. If you choose "Partial Conversion" then Column BA (AMOUNT) only will be converted based on selected currency (Column L) and Column BB (TAXES) value (INR) will be added to the converted values.
Note on K167: gepadmin: 1. If you choose "Full Conversion" then Column BA (AMOUNT) and Column BB (TAXES) BOTH values will be convert based on selected Currency in (Column L). 2. If you choose "Partial Conversion" then Column BA (AMOUNT) only will be converted based on selected currency (Column L) and Column BB (TAXES) value (INR) will be added to the converted values.
Note on K168: gepadmin: 1. If you choose "Full Conversion" then Column BA (AMOUNT) and Column BB (TAXES) BOTH values will be convert based on selected Currency in (Column L). 2. If you choose "Partial Conversion" then Column BA (AMOUNT) only will be converted based on selected currency (Column L) and Column BB (TAXES) value (INR) will be added to the converted values.
Note on K170: gepadmin: 1. If you choose "Full Conversion" then Column BA (AMOUNT) and Column BB (TAXES) BOTH values will be convert based on selected Currency in (Column L). 2. If you choose "Partial Conversion" then Column BA (AMOUNT) only will be converted based on selected currency (Column L) and Column BB (TAXES) value (INR) will be added to the converted values.
Note on K172: gepadmin: 1. If you choose "Full Conversion" then Column BA (AMOUNT) and Column BB (TAXES) BOTH values will be convert based on selected Currency in (Column L). 2. If you choose "Partial Conversion" then Column BA (AMOUNT) only will be converted based on selected currency (Column L) and Column BB (TAXES) value (INR) will be added to the converted values.
Note on K173: gepadmin: 1. If you choose "Full Conversion" then Column BA (AMOUNT) and Column BB (TAXES) BOTH values will be convert based on selected Currency in (Column L). 2. If you choose "Partial Conversion" then Column BA (AMOUNT) only will be converted based on selected currency (Column L) and Column BB (TAXES) value (INR) will be added to the converted values.
Note on K175: gepadmin: 1. If you choose "Full Conversion" then Column BA (AMOUNT) and Column BB (TAXES) BOTH values will be convert based on selected Currency in (Column L). 2. If you choose "Partial Conversion" then Column BA (AMOUNT) only will be converted based on selected currency (Column L) and Column BB (TAXES) value (INR) will be added to the converted values.
Note on K176: gepadmin: 1. If you choose "Full Conversion" then Column BA (AMOUNT) and Column BB (TAXES) BOTH values will be convert based on selected Currency in (Column L). 2. If you choose "Partial Conversion" then Column BA (AMOUNT) only will be converted based on selected currency (Column L) and Column BB (TAXES) value (INR) will be added to the converted values.
Note on K177: gepadmin: 1. If you choose "Full Conversion" then Column BA (AMOUNT) and Column BB (TAXES) BOTH values will be convert based on selected Currency in (Column L). 2. If you choose "Partial Conversion" then Column BA (AMOUNT) only will be converted based on selected currency (Column L) and Column BB (TAXES) value (INR) will be added to the converted values.
Note on K179: gepadmin: 1. If you choose "Full Conversion" then Column BA (AMOUNT) and Column BB (TAXES) BOTH values will be convert based on selected Currency in (Column L). 2. If you choose "Partial Conversion" then Column BA (AMOUNT) only will be converted based on selected currency (Column L) and Column BB (TAXES) value (INR) will be added to the converted values.
Note on K180: gepadmin: 1. If you choose "Full Conversion" then Column BA (AMOUNT) and Column BB (TAXES) BOTH values will be convert based on selected Currency in (Column L). 2. If you choose "Partial Conversion" then Column BA (AMOUNT) only will be converted based on selected currency (Column L) and Column BB (TAXES) value (INR) will be added to the converted values.
Note on K182: gepadmin: 1. If you choose "Full Conversion" then Column BA (AMOUNT) and Column BB (TAXES) BOTH values will be convert based on selected Currency in (Column L). 2. If you choose "Partial Conversion" then Column BA (AMOUNT) only will be converted based on selected currency (Column L) and Column BB (TAXES) value (INR) will be added to the converted values.
Note on K184: gepadmin: 1. If you choose "Full Conversion" then Column BA (AMOUNT) and Column BB (TAXES) BOTH values will be convert based on selected Currency in (Column L). 2. If you choose "Partial Conversion" then Column BA (AMOUNT) only will be converted based on selected currency (Column L) and Column BB (TAXES) value (INR) will be added to the converted values.
Note on K186: gepadmin: 1. If you choose "Full Conversion" then Column BA (AMOUNT) and Column BB (TAXES) BOTH values will be convert based on selected Currency in (Column L). 2. If you choose "Partial Conversion" then Column BA (AMOUNT) only will be converted based on selected currency (Column L) and Column BB (TAXES) value (INR) will be added to the converted values.
Note on K187: gepadmin: 1. If you choose "Full Conversion" then Column BA (AMOUNT) and Column BB (TAXES) BOTH values will be convert based on selected Currency in (Column L). 2. If you choose "Partial Conversion" then Column BA (AMOUNT) only will be converted based on selected currency (Column L) and Column BB (TAXES) value (INR) will be added to the converted values.
Note on K190: gepadmin: 1. If you choose "Full Conversion" then Column BA (AMOUNT) and Column BB (TAXES) BOTH values will be convert based on selected Currency in (Column L). 2. If you choose "Partial Conversion" then Column BA (AMOUNT) only will be converted based on selected currency (Column L) and Column BB (TAXES) value (INR) will be added to the converted values.
Note on K194: gepadmin: 1. If you choose "Full Conversion" then Column BA (AMOUNT) and Column BB (TAXES) BOTH values will be convert based on selected Currency in (Column L). 2. If you choose "Partial Conversion" then Column BA (AMOUNT) only will be converted based on selected currency (Column L) and Column BB (TAXES) value (INR) will be added to the converted values.
Note on K196: gepadmin: 1. If you choose "Full Conversion" then Column BA (AMOUNT) and Column BB (TAXES) BOTH values will be convert based on selected Currency in (Column L). 2. If you choose "Partial Conversion" then Column BA (AMOUNT) only will be converted based on selected currency (Column L) and Column BB (TAXES) value (INR) will be added to the converted values.
Note on K198: gepadmin: 1. If you choose "Full Conversion" then Column BA (AMOUNT) and Column BB (TAXES) BOTH values will be convert based on selected Currency in (Column L). 2. If you choose "Partial Conversion" then Column BA (AMOUNT) only will be converted based on selected currency (Column L) and Column BB (TAXES) value (INR) will be added to the converted values.
Note on K199: gepadmin: 1. If you choose "Full Conversion" then Column BA (AMOUNT) and Column BB (TAXES) BOTH values will be convert based on selected Currency in (Column L). 2. If you choose "Partial Conversion" then Column BA (AMOUNT) only will be converted based on selected currency (Column L) and Column BB (TAXES) value (INR) will be added to the converted values.
Note on K201: gepadmin: 1. If you choose "Full Conversion" then Column BA (AMOUNT) and Column BB (TAXES) BOTH values will be convert based on selected Currency in (Column L). 2. If you choose "Partial Conversion" then Column BA (AMOUNT) only will be converted based on selected currency (Column L) and Column BB (TAXES) value (INR) will be added to the converted values.
Note on K202: gepadmin: 1. If you choose "Full Conversion" then Column BA (AMOUNT) and Column BB (TAXES) BOTH values will be convert based on selected Currency in (Column L). 2. If you choose "Partial Conversion" then Column BA (AMOUNT) only will be converted based on selected currency (Column L) and Column BB (TAXES) value (INR) will be added to the converted values.
Note on K205: gepadmin: 1. If you choose "Full Conversion" then Column BA (AMOUNT) and Column BB (TAXES) BOTH values will be convert based on selected Currency in (Column L). 2. If you choose "Partial Conversion" then Column BA (AMOUNT) only will be converted based on selected currency (Column L) and Column BB (TAXES) value (INR) will be added to the converted values.
Note on K206: gepadmin: 1. If you choose "Full Conversion" then Column BA (AMOUNT) and Column BB (TAXES) BOTH values will be convert based on selected Currency in (Column L). 2. If you choose "Partial Conversion" then Column BA (AMOUNT) only will be converted based on selected currency (Column L) and Column BB (TAXES) value (INR) will be added to the converted values.
Note on K207: gepadmin: 1. If you choose "Full Conversion" then Column BA (AMOUNT) and Column BB (TAXES) BOTH values will be convert based on selected Currency in (Column L). 2. If you choose "Partial Conversion" then Column BA (AMOUNT) only will be converted based on selected currency (Column L) and Column BB (TAXES) value (INR) will be added to the converted values.
Note on K209: gepadmin: 1. If you choose "Full Conversion" then Column BA (AMOUNT) and Column BB (TAXES) BOTH values will be convert based on selected Currency in (Column L). 2. If you choose "Partial Conversion" then Column BA (AMOUNT) only will be converted based on selected currency (Column L) and Column BB (TAXES) value (INR) will be added to the converted values.
Note on K210: gepadmin: 1. If you choose "Full Conversion" then Column BA (AMOUNT) and Column BB (TAXES) BOTH values will be convert based on selected Currency in (Column L). 2. If you choose "Partial Conversion" then Column BA (AMOUNT) only will be converted based on selected currency (Column L) and Column BB (TAXES) value (INR) will be added to the converted values.
Note on K212: gepadmin: 1. If you choose "Full Conversion" then Column BA (AMOUNT) and Column BB (TAXES) BOTH values will be convert based on selected Currency in (Column L). 2. If you choose "Partial Conversion" then Column BA (AMOUNT) only will be converted based on selected currency (Column L) and Column BB (TAXES) value (INR) will be added to the converted values.
Note on K213: gepadmin: 1. If you choose "Full Conversion" then Column BA (AMOUNT) and Column BB (TAXES) BOTH values will be convert based on selected Currency in (Column L). 2. If you choose "Partial Conversion" then Column BA (AMOUNT) only will be converted based on selected currency (Column L) and Column BB (TAXES) value (INR) will be added to the converted values.
Note on K214: gepadmin: 1. If you choose "Full Conversion" then Column BA (AMOUNT) and Column BB (TAXES) BOTH values will be convert based on selected Currency in (Column L). 2. If you choose "Partial Conversion" then Column BA (AMOUNT) only will be converted based on selected currency (Column L) and Column BB (TAXES) value (INR) will be added to the converted values.
Note on K216: gepadmin: 1. If you choose "Full Conversion" then Column BA (AMOUNT) and Column BB (TAXES) BOTH values will be convert based on selected Currency in (Column L). 2. If you choose "Partial Conversion" then Column BA (AMOUNT) only will be converted based on selected currency (Column L) and Column BB (TAXES) value (INR) will be added to the converted values.
Note on K217: gepadmin: 1. If you choose "Full Conversion" then Column BA (AMOUNT) and Column BB (TAXES) BOTH values will be convert based on selected Currency in (Column L). 2. If you choose "Partial Conversion" then Column BA (AMOUNT) only will be converted based on selected currency (Column L) and Column BB (TAXES) value (INR) will be added to the converted values.
Note on K218: gepadmin: 1. If you choose "Full Conversion" then Column BA (AMOUNT) and Column BB (TAXES) BOTH values will be convert based on selected Currency in (Column L). 2. If you choose "Partial Conversion" then Column BA (AMOUNT) only will be converted based on selected currency (Column L) and Column BB (TAXES) value (INR) will be added to the converted values.
Note on K220: gepadmin: 1. If you choose "Full Conversion" then Column BA (AMOUNT) and Column BB (TAXES) BOTH values will be convert based on selected Currency in (Column L). 2. If you choose "Partial Conversion" then Column BA (AMOUNT) only will be converted based on selected currency (Column L) and Column BB (TAXES) value (INR) will be added to the converted values.
Note on K221: gepadmin: 1. If you choose "Full Conversion" then Column BA (AMOUNT) and Column BB (TAXES) BOTH values will be convert based on selected Currency in (Column L). 2. If you choose "Partial Conversion" then Column BA (AMOUNT) only will be converted based on selected currency (Column L) and Column BB (TAXES) value (INR) will be added to the converted values.
Note on K222: gepadmin: 1. If you choose "Full Conversion" then Column BA (AMOUNT) and Column BB (TAXES) BOTH values will be convert based on selected Currency in (Column L). 2. If you choose "Partial Conversion" then Column BA (AMOUNT) only will be converted based on selected currency (Column L) and Column BB (TAXES) value (INR) will be added to the converted values.
Note on K224: gepadmin: 1. If you choose "Full Conversion" then Column BA (AMOUNT) and Column BB (TAXES) BOTH values will be convert based on selected Currency in (Column L). 2. If you choose "Partial Conversion" then Column BA (AMOUNT) only will be converted based on selected currency (Column L) and Column BB (TAXES) value (INR) will be added to the converted values.
Note on K225: gepadmin: 1. If you choose "Full Conversion" then Column BA (AMOUNT) and Column BB (TAXES) BOTH values will be convert based on selected Currency in (Column L). 2. If you choose "Partial Conversion" then Column BA (AMOUNT) only will be converted based on selected currency (Column L) and Column BB (TAXES) value (INR) will be added to the converted values.
Note on K227: gepadmin: 1. If you choose "Full Conversion" then Column BA (AMOUNT) and Column BB (TAXES) BOTH values will be convert based on selected Currency in (Column L). 2. If you choose "Partial Conversion" then Column BA (AMOUNT) only will be converted based on selected currency (Column L) and Column BB (TAXES) value (INR) will be added to the converted values.
Note on K228: gepadmin: 1. If you choose "Full Conversion" then Column BA (AMOUNT) and Column BB (TAXES) BOTH values will be convert based on selected Currency in (Column L). 2. If you choose "Partial Conversion" then Column BA (AMOUNT) only will be converted based on selected currency (Column L) and Column BB (TAXES) value (INR) will be added to the converted values.
Note on K230: gepadmin: 1. If you choose "Full Conversion" then Column BA (AMOUNT) and Column BB (TAXES) BOTH values will be convert based on selected Currency in (Column L). 2. If you choose "Partial Conversion" then Column BA (AMOUNT) only will be converted based on selected currency (Column L) and Column BB (TAXES) value (INR) will be added to the converted values.
Note on K231: gepadmin: 1. If you choose "Full Conversion" then Column BA (AMOUNT) and Column BB (TAXES) BOTH values will be convert based on selected Currency in (Column L). 2. If you choose "Partial Conversion" then Column BA (AMOUNT) only will be converted based on selected currency (Column L) and Column BB (TAXES) value (INR) will be added to the converted values.
Note on K233: gepadmin: 1. If you choose "Full Conversion" then Column BA (AMOUNT) and Column BB (TAXES) BOTH values will be convert based on selected Currency in (Column L). 2. If you choose "Partial Conversion" then Column BA (AMOUNT) only will be converted based on selected currency (Column L) and Column BB (TAXES) value (INR) will be added to the converted values.
Note on K234: gepadmin: 1. If you choose "Full Conversion" then Column BA (AMOUNT) and Column BB (TAXES) BOTH values will be convert based on selected Currency in (Column L). 2. If you choose "Partial Conversion" then Column BA (AMOUNT) only will be converted based on selected currency (Column L) and Column BB (TAXES) value (INR) will be added to the converted values.
Note on K235: gepadmin: 1. If you choose "Full Conversion" then Column BA (AMOUNT) and Column BB (TAXES) BOTH values will be convert based on selected Currency in (Column L). 2. If you choose "Partial Conversion" then Column BA (AMOUNT) only will be converted based on selected currency (Column L) and Column BB (TAXES) value (INR) will be added to the converted values.
Note on K236: gepadmin: 1. If you choose "Full Conversion" then Column BA (AMOUNT) and Column BB (TAXES) BOTH values will be convert based on selected Currency in (Column L). 2. If you choose "Partial Conversion" then Column BA (AMOUNT) only will be converted based on selected currency (Column L) and Column BB (TAXES) value (INR) will be added to the converted values.
Note on K237: gepadmin: 1. If you choose "Full Conversion" then Column BA (AMOUNT) and Column BB (TAXES) BOTH values will be convert based on selected Currency in (Column L). 2. If you choose "Partial Conversion" then Column BA (AMOUNT) only will be converted based on selected currency (Column L) and Column BB (TAXES) value (INR) will be added to the converted values.
Note on K238: gepadmin: 1. If you choose "Full Conversion" then Column BA (AMOUNT) and Column BB (TAXES) BOTH values will be convert based on selected Currency in (Column L). 2. If you choose "Partial Conversion" then Column BA (AMOUNT) only will be converted based on selected currency (Column L) and Column BB (TAXES) value (INR) will be added to the converted values.
Note on K239: gepadmin: 1. If you choose "Full Conversion" then Column BA (AMOUNT) and Column BB (TAXES) BOTH values will be convert based on selected Currency in (Column L). 2. If you choose "Partial Conversion" then Column BA (AMOUNT) only will be converted based on selected currency (Column L) and Column BB (TAXES) value (INR) will be added to the converted values.
Note on K240: gepadmin: 1. If you choose "Full Conversion" then Column BA (AMOUNT) and Column BB (TAXES) BOTH values will be convert based on selected Currency in (Column L). 2. If you choose "Partial Conversion" then Column BA (AMOUNT) only will be converted based on selected currency (Column L) and Column BB (TAXES) value (INR) will be added to the converted values.
Note on K242: gepadmin: 1. If you choose "Full Conversion" then Column BA (AMOUNT) and Column BB (TAXES) BOTH values will be convert based on selected Currency in (Column L). 2. If you choose "Partial Conversion" then Column BA (AMOUNT) only will be converted based on selected currency (Column L) and Column BB (TAXES) value (INR) will be added to the converted values.
Note on K243: gepadmin: 1. If you choose "Full Conversion" then Column BA (AMOUNT) and Column BB (TAXES) BOTH values will be convert based on selected Currency in (Column L). 2. If you choose "Partial Conversion" then Column BA (AMOUNT) only will be converted based on selected currency (Column L) and Column BB (TAXES) value (INR) will be added to the converted values.
Note on K245: gepadmin: 1. If you choose "Full Conversion" then Column BA (AMOUNT) and Column BB (TAXES) BOTH values will be convert based on selected Currency in (Column L). 2. If you choose "Partial Conversion" then Column BA (AMOUNT) only will be converted based on selected currency (Column L) and Column BB (TAXES) value (INR) will be added to the converted values.
Note on K246: gepadmin: 1. If you choose "Full Conversion" then Column BA (AMOUNT) and Column BB (TAXES) BOTH values will be convert based on selected Currency in (Column L). 2. If you choose "Partial Conversion" then Column BA (AMOUNT) only will be converted based on selected currency (Column L) and Column BB (TAXES) value (INR) will be added to the converted values.
Note on K247: gepadmin: 1. If you choose "Full Conversion" then Column BA (AMOUNT) and Column BB (TAXES) BOTH values will be convert based on selected Currency in (Column L). 2. If you choose "Partial Conversion" then Column BA (AMOUNT) only will be converted based on selected currency (Column L) and Column BB (TAXES) value (INR) will be added to the converted values.
Note on K248: gepadmin: 1. If you choose "Full Conversion" then Column BA (AMOUNT) and Column BB (TAXES) BOTH values will be convert based on selected Currency in (Column L). 2. If you choose "Partial Conversion" then Column BA (AMOUNT) only will be converted based on selected currency (Column L) and Column BB (TAXES) value (INR) will be added to the converted values.
Note on K249: gepadmin: 1. If you choose "Full Conversion" then Column BA (AMOUNT) and Column BB (TAXES) BOTH values will be convert based on selected Currency in (Column L). 2. If you choose "Partial Conversion" then Column BA (AMOUNT) only will be converted based on selected currency (Column L) and Column BB (TAXES) value (INR) will be added to the converted values.
Note on K251: gepadmin: 1. If you choose "Full Conversion" then Column BA (AMOUNT) and Column BB (TAXES) BOTH values will be convert based on selected Currency in (Column L). 2. If you choose "Partial Conversion" then Column BA (AMOUNT) only will be converted based on selected currency (Column L) and Column BB (TAXES) value (INR) will be added to the converted values.
Note on K252: gepadmin: 1. If you choose "Full Conversion" then Column BA (AMOUNT) and Column BB (TAXES) BOTH values will be convert based on selected Currency in (Column L). 2. If you choose "Partial Conversion" then Column BA (AMOUNT) only will be converted based on selected currency (Column L) and Column BB (TAXES) value (INR) will be added to the converted values.
Note on K253: gepadmin: 1. If you choose "Full Conversion" then Column BA (AMOUNT) and Column BB (TAXES) BOTH values will be convert based on selected Currency in (Column L). 2. If you choose "Partial Conversion" then Column BA (AMOUNT) only will be converted based on selected currency (Column L) and Column BB (TAXES) value (INR) will be added to the converted values.
Note on K254: gepadmin: 1. If you choose "Full Conversion" then Column BA (AMOUNT) and Column BB (TAXES) BOTH values will be convert based on selected Currency in (Column L). 2. If you choose "Partial Conversion" then Column BA (AMOUNT) only will be converted based on selected currency (Column L) and Column BB (TAXES) value (INR) will be added to the converted values.
Note on K256: gepadmin: 1. If you choose "Full Conversion" then Column BA (AMOUNT) and Column BB (TAXES) BOTH values will be convert based on selected Currency in (Column L). 2. If you choose "Partial Conversion" then Column BA (AMOUNT) only will be converted based on selected currency (Column L) and Column BB (TAXES) value (INR) will be added to the converted values.
Note on K258: gepadmin: 1. If you choose "Full Conversion" then Column BA (AMOUNT) and Column BB (TAXES) BOTH values will be convert based on selected Currency in (Column L). 2. If you choose "Partial Conversion" then Column BA (AMOUNT) only will be converted based on selected currency (Column L) and Column BB (TAXES) value (INR) will be added to the converted values.
Note on K259: gepadmin: 1. If you choose "Full Conversion" then Column BA (AMOUNT) and Column BB (TAXES) BOTH values will be convert based on selected Currency in (Column L). 2. If you choose "Partial Conversion" then Column BA (AMOUNT) only will be converted based on selected currency (Column L) and Column BB (TAXES) value (INR) will be added to the converted values.
Note on K261: gepadmin: 1. If you choose "Full Conversion" then Column BA (AMOUNT) and Column BB (TAXES) BOTH values will be convert based on selected Currency in (Column L). 2. If you choose "Partial Conversion" then Column BA (AMOUNT) only will be converted based on selected currency (Column L) and Column BB (TAXES) value (INR) will be added to the converted values.
Note on K263: gepadmin: 1. If you choose "Full Conversion" then Column BA (AMOUNT) and Column BB (TAXES) BOTH values will be convert based on selected Currency in (Column L). 2. If you choose "Partial Conversion" then Column BA (AMOUNT) only will be converted based on selected currency (Column L) and Column BB (TAXES) value (INR) will be added to the converted values.
Note on K265: gepadmin: 1. If you choose "Full Conversion" then Column BA (AMOUNT) and Column BB (TAXES) BOTH values will be convert based on selected Currency in (Column L). 2. If you choose "Partial Conversion" then Column BA (AMOUNT) only will be converted based on selected currency (Column L) and Column BB (TAXES) value (INR) will be added to the converted values.
Note on K268: gepadmin: 1. If you choose "Full Conversion" then Column BA (AMOUNT) and Column BB (TAXES) BOTH values will be convert based on selected Currency in (Column L). 2. If you choose "Partial Conversion" then Column BA (AMOUNT) only will be converted based on selected currency (Column L) and Column BB (TAXES) value (INR) will be added to the converted values.
Note on K270: gepadmin: 1. If you choose "Full Conversion" then Column BA (AMOUNT) and Column BB (TAXES) BOTH values will be convert based on selected Currency in (Column L). 2. If you choose "Partial Conversion" then Column BA (AMOUNT) only will be converted based on selected currency (Column L) and Column BB (TAXES) value (INR) will be added to the converted values.
Note on K272: gepadmin: 1. If you choose "Full Conversion" then Column BA (AMOUNT) and Column BB (TAXES) BOTH values will be convert based on selected Currency in (Column L). 2. If you choose "Partial Conversion" then Column BA (AMOUNT) only will be converted based on selected currency (Column L) and Column BB (TAXES) value (INR) will be added to the converted values.
Note on K273: gepadmin: 1. If you choose "Full Conversion" then Column BA (AMOUNT) and Column BB (TAXES) BOTH values will be convert based on selected Currency in (Column L). 2. If you choose "Partial Conversion" then Column BA (AMOUNT) only will be converted based on selected currency (Column L) and Column BB (TAXES) value (INR) will be added to the converted values.
Note on K274: gepadmin: 1. If you choose "Full Conversion" then Column BA (AMOUNT) and Column BB (TAXES) BOTH values will be convert based on selected Currency in (Column L). 2. If you choose "Partial Conversion" then Column BA (AMOUNT) only will be converted based on selected currency (Column L) and Column BB (TAXES) value (INR) will be added to the converted values.
Note on K276: gepadmin: 1. If you choose "Full Conversion" then Column BA (AMOUNT) and Column BB (TAXES) BOTH values will be convert based on selected Currency in (Column L). 2. If you choose "Partial Conversion" then Column BA (AMOUNT) only will be converted based on selected currency (Column L) and Column BB (TAXES) value (INR) will be added to the converted values.
Note on K277: gepadmin: 1. If you choose "Full Conversion" then Column BA (AMOUNT) and Column BB (TAXES) BOTH values will be convert based on selected Currency in (Column L). 2. If you choose "Partial Conversion" then Column BA (AMOUNT) only will be converted based on selected currency (Column L) and Column BB (TAXES) value (INR) will be added to the converted values.
Note on K279: gepadmin: 1. If you choose "Full Conversion" then Column BA (AMOUNT) and Column BB (TAXES) BOTH values will be convert based on selected Currency in (Column L). 2. If you choose "Partial Conversion" then Column BA (AMOUNT) only will be converted based on selected currency (Column L) and Column BB (TAXES) value (INR) will be added to the converted values.
Note on K280: gepadmin: 1. If you choose "Full Conversion" then Column BA (AMOUNT) and Column BB (TAXES) BOTH values will be convert based on selected Currency in (Column L). 2. If you choose "Partial Conversion" then Column BA (AMOUNT) only will be converted based on selected currency (Column L) and Column BB (TAXES) value (INR) will be added to the converted values.
Note on K282: gepadmin: 1. If you choose "Full Conversion" then Column BA (AMOUNT) and Column BB (TAXES) BOTH values will be convert based on selected Currency in (Column L). 2. If you choose "Partial Conversion" then Column BA (AMOUNT) only will be converted based on selected currency (Column L) and Column BB (TAXES) value (INR) will be added to the converted values.
Note on K283: gepadmin: 1. If you choose "Full Conversion" then Column BA (AMOUNT) and Column BB (TAXES) BOTH values will be convert based on selected Currency in (Column L). 2. If you choose "Partial Conversion" then Column BA (AMOUNT) only will be converted based on selected currency (Column L) and Column BB (TAXES) value (INR) will be added to the converted values.
Note on K284: gepadmin: 1. If you choose "Full Conversion" then Column BA (AMOUNT) and Column BB (TAXES) BOTH values will be convert based on selected Currency in (Column L). 2. If you choose "Partial Conversion" then Column BA (AMOUNT) only will be converted based on selected currency (Column L) and Column BB (TAXES) value (INR) will be added to the converted values.
Note on K286: gepadmin: 1. If you choose "Full Conversion" then Column BA (AMOUNT) and Column BB (TAXES) BOTH values will be convert based on selected Currency in (Column L). 2. If you choose "Partial Conversion" then Column BA (AMOUNT) only will be converted based on selected currency (Column L) and Column BB (TAXES) value (INR) will be added to the converted values.
Note on K287: gepadmin: 1. If you choose "Full Conversion" then Column BA (AMOUNT) and Column BB (TAXES) BOTH values will be convert based on selected Currency in (Column L). 2. If you choose "Partial Conversion" then Column BA (AMOUNT) only will be converted based on selected currency (Column L) and Column BB (TAXES) value (INR) will be added to the converted values.
Note on K288: gepadmin: 1. If you choose "Full Conversion" then Column BA (AMOUNT) and Column BB (TAXES) BOTH values will be convert based on selected Currency in (Column L). 2. If you choose "Partial Conversion" then Column BA (AMOUNT) only will be converted based on selected currency (Column L) and Column BB (TAXES) value (INR) will be added to the converted values.
Note on K291: gepadmin: 1. If you choose "Full Conversion" then Column BA (AMOUNT) and Column BB (TAXES) BOTH values will be convert based on selected Currency in (Column L). 2. If you choose "Partial Conversion" then Column BA (AMOUNT) only will be converted based on selected currency (Column L) and Column BB (TAXES) value (INR) will be added to the converted values.
Note on K293: gepadmin: 1. If you choose "Full Conversion" then Column BA (AMOUNT) and Column BB (TAXES) BOTH values will be convert based on selected Currency in (Column L). 2. If you choose "Partial Conversion" then Column BA (AMOUNT) only will be converted based on selected currency (Column L) and Column BB (TAXES) value (INR) will be added to the converted values.
Note on K295: gepadmin: 1. If you choose "Full Conversion" then Column BA (AMOUNT) and Column BB (TAXES) BOTH values will be convert based on selected Currency in (Column L). 2. If you choose "Partial Conversion" then Column BA (AMOUNT) only will be converted based on selected currency (Column L) and Column BB (TAXES) value (INR) will be added to the converted values.
Note on K296: gepadmin: 1. If you choose "Full Conversion" then Column BA (AMOUNT) and Column BB (TAXES) BOTH values will be convert based on selected Currency in (Column L). 2. If you choose "Partial Conversion" then Column BA (AMOUNT) only will be converted based on selected currency (Column L) and Column BB (TAXES) value (INR) will be added to the converted values.
Note on K298: gepadmin: 1. If you choose "Full Conversion" then Column BA (AMOUNT) and Column BB (TAXES) BOTH values will be convert based on selected Currency in (Column L). 2. If you choose "Partial Conversion" then Column BA (AMOUNT) only will be converted based on selected currency (Column L) and Column BB (TAXES) value (INR) will be added to the converted values.
Note on K301: gepadmin: 1. If you choose "Full Conversion" then Column BA (AMOUNT) and Column BB (TAXES) BOTH values will be convert based on selected Currency in (Column L). 2. If you choose "Partial Conversion" then Column BA (AMOUNT) only will be converted based on selected currency (Column L) and Column BB (TAXES) value (INR) will be added to the converted values.
Note on K303: gepadmin: 1. If you choose "Full Conversion" then Column BA (AMOUNT) and Column BB (TAXES) BOTH values will be convert based on selected Currency in (Column L). 2. If you choose "Partial Conversion" then Column BA (AMOUNT) only will be converted based on selected currency (Column L) and Column BB (TAXES) value (INR) will be added to the converted values.
Note on K306: gepadmin: 1. If you choose "Full Conversion" then Column BA (AMOUNT) and Column BB (TAXES) BOTH values will be convert based on selected Currency in (Column L). 2. If you choose "Partial Conversion" then Column BA (AMOUNT) only will be converted based on selected currency (Column L) and Column BB (TAXES) value (INR) will be added to the converted values.
Note on K308: gepadmin: 1. If you choose "Full Conversion" then Column BA (AMOUNT) and Column BB (TAXES) BOTH values will be convert based on selected Currency in (Column L). 2. If you choose "Partial Conversion" then Column BA (AMOUNT) only will be converted based on selected currency (Column L) and Column BB (TAXES) value (INR) will be added to the converted values.
Note on K310: gepadmin: 1. If you choose "Full Conversion" then Column BA (AMOUNT) and Column BB (TAXES) BOTH values will be convert based on selected Currency in (Column L). 2. If you choose "Partial Conversion" then Column BA (AMOUNT) only will be converted based on selected currency (Column L) and Column BB (TAXES) value (INR) will be added to the converted values.
Note on K311: gepadmin: 1. If you choose "Full Conversion" then Column BA (AMOUNT) and Column BB (TAXES) BOTH values will be convert based on selected Currency in (Column L). 2. If you choose "Partial Conversion" then Column BA (AMOUNT) only will be converted based on selected currency (Column L) and Column BB (TAXES) value (INR) will be added to the converted values.
Note on K313: gepadmin: 1. If you choose "Full Conversion" then Column BA (AMOUNT) and Column BB (TAXES) BOTH values will be convert based on selected Currency in (Column L). 2. If you choose "Partial Conversion" then Column BA (AMOUNT) only will be converted based on selected currency (Column L) and Column BB (TAXES) value (INR) will be added to the converted values.
Note on K315: gepadmin: 1. If you choose "Full Conversion" then Column BA (AMOUNT) and Column BB (TAXES) BOTH values will be convert based on selected Currency in (Column L). 2. If you choose "Partial Conversion" then Column BA (AMOUNT) only will be converted based on selected currency (Column L) and Column BB (TAXES) value (INR) will be added to the converted values.
Note on K316: gepadmin: 1. If you choose "Full Conversion" then Column BA (AMOUNT) and Column BB (TAXES) BOTH values will be convert based on selected Currency in (Column L). 2. If you choose "Partial Conversion" then Column BA (AMOUNT) only will be converted based on selected currency (Column L) and Column BB (TAXES) value (INR) will be added to the converted values.
Note on K317: gepadmin: 1. If you choose "Full Conversion" then Column BA (AMOUNT) and Column BB (TAXES) BOTH values will be convert based on selected Currency in (Column L). 2. If you choose "Partial Conversion" then Column BA (AMOUNT) only will be converted based on selected currency (Column L) and Column BB (TAXES) value (INR) will be added to the converted values.
Note on K319: gepadmin: 1. If you choose "Full Conversion" then Column BA (AMOUNT) and Column BB (TAXES) BOTH values will be convert based on selected Currency in (Column L). 2. If you choose "Partial Conversion" then Column BA (AMOUNT) only will be converted based on selected currency (Column L) and Column BB (TAXES) value (INR) will be added to the converted values.
Note on K320: gepadmin: 1. If you choose "Full Conversion" then Column BA (AMOUNT) and Column BB (TAXES) BOTH values will be convert based on selected Currency in (Column L). 2. If you choose "Partial Conversion" then Column BA (AMOUNT) only will be converted based on selected currency (Column L) and Column BB (TAXES) value (INR) will be added to the converted values.
Note on K322: gepadmin: 1. If you choose "Full Conversion" then Column BA (AMOUNT) and Column BB (TAXES) BOTH values will be convert based on selected Currency in (Column L). 2. If you choose "Partial Conversion" then Column BA (AMOUNT) only will be converted based on selected currency (Column L) and Column BB (TAXES) value (INR) will be added to the converted values.
Note on K324: gepadmin: 1. If you choose "Full Conversion" then Column BA (AMOUNT) and Column BB (TAXES) BOTH values will be convert based on selected Currency in (Column L). 2. If you choose "Partial Conversion" then Column BA (AMOUNT) only will be converted based on selected currency (Column L) and Column BB (TAXES) value (INR) will be added to the converted values.
Note on K326: gepadmin: 1. If you choose "Full Conversion" then Column BA (AMOUNT) and Column BB (TAXES) BOTH values will be convert based on selected Currency in (Column L). 2. If you choose "Partial Conversion" then Column BA (AMOUNT) only will be converted based on selected currency (Column L) and Column BB (TAXES) value (INR) will be added to the converted values.
Note on K328: gepadmin: 1. If you choose "Full Conversion" then Column BA (AMOUNT) and Column BB (TAXES) BOTH values will be convert based on selected Currency in (Column L). 2. If you choose "Partial Conversion" then Column BA (AMOUNT) only will be converted based on selected currency (Column L) and Column BB (TAXES) value (INR) will be added to the converted values.
Note on K330: gepadmin: 1. If you choose "Full Conversion" then Column BA (AMOUNT) and Column BB (TAXES) BOTH values will be convert based on selected Currency in (Column L). 2. If you choose "Partial Conversion" then Column BA (AMOUNT) only will be converted based on selected currency (Column L) and Column BB (TAXES) value (INR) will be added to the converted values.
Note on K332: gepadmin: 1. If you choose "Full Conversion" then Column BA (AMOUNT) and Column BB (TAXES) BOTH values will be convert based on selected Currency in (Column L). 2. If you choose "Partial Conversion" then Column BA (AMOUNT) only will be converted based on selected currency (Column L) and Column BB (TAXES) value (INR) will be added to the converted values.
Note on K335: gepadmin: 1. If you choose "Full Conversion" then Column BA (AMOUNT) and Column BB (TAXES) BOTH values will be convert based on selected Currency in (Column L). 2. If you choose "Partial Conversion" then Column BA (AMOUNT) only will be converted based on selected currency (Column L) and Column BB (TAXES) value (INR) will be added to the converted values.
Note on K336: gepadmin: 1. If you choose "Full Conversion" then Column BA (AMOUNT) and Column BB (TAXES) BOTH values will be convert based on selected Currency in (Column L). 2. If you choose "Partial Conversion" then Column BA (AMOUNT) only will be converted based on selected currency (Column L) and Column BB (TAXES) value (INR) will be added to the converted values.
Note on K338: gepadmin: 1. If you choose "Full Conversion" then Column BA (AMOUNT) and Column BB (TAXES) BOTH values will be convert based on selected Currency in (Column L). 2. If you choose "Partial Conversion" then Column BA (AMOUNT) only will be converted based on selected currency (Column L) and Column BB (TAXES) value (INR) will be added to the converted values.
Note on K339: gepadmin: 1. If you choose "Full Conversion" then Column BA (AMOUNT) and Column BB (TAXES) BOTH values will be convert based on selected Currency in (Column L). 2. If you choose "Partial Conversion" then Column BA (AMOUNT) only will be converted based on selected currency (Column L) and Column BB (TAXES) value (INR) will be added to the converted values.
Note on K341: gepadmin: 1. If you choose "Full Conversion" then Column BA (AMOUNT) and Column BB (TAXES) BOTH values will be convert based on selected Currency in (Column L). 2. If you choose "Partial Conversion" then Column BA (AMOUNT) only will be converted based on selected currency (Column L) and Column BB (TAXES) value (INR) will be added to the converted values.
Note on K342: gepadmin: 1. If you choose "Full Conversion" then Column BA (AMOUNT) and Column BB (TAXES) BOTH values will be convert based on selected Currency in (Column L). 2. If you choose "Partial Conversion" then Column BA (AMOUNT) only will be converted based on selected currency (Column L) and Column BB (TAXES) value (INR) will be added to the converted values.
Note on K344: gepadmin: 1. If you choose "Full Conversion" then Column BA (AMOUNT) and Column BB (TAXES) BOTH values will be convert based on selected Currency in (Column L). 2. If you choose "Partial Conversion" then Column BA (AMOUNT) only will be converted based on selected currency (Column L) and Column BB (TAXES) value (INR) will be added to the converted values.
Note on K346: gepadmin: 1. If you choose "Full Conversion" then Column BA (AMOUNT) and Column BB (TAXES) BOTH values will be convert based on selected Currency in (Column L). 2. If you choose "Partial Conversion" then Column BA (AMOUNT) only will be converted based on selected currency (Column L) and Column BB (TAXES) value (INR) will be added to the converted values.
Note on K348: gepadmin: 1. If you choose "Full Conversion" then Column BA (AMOUNT) and Column BB (TAXES) BOTH values will be convert based on selected Currency in (Column L). 2. If you choose "Partial Conversion" then Column BA (AMOUNT) only will be converted based on selected currency (Column L) and Column BB (TAXES) value (INR) will be added to the converted values.
Note on K350: gepadmin: 1. If you choose "Full Conversion" then Column BA (AMOUNT) and Column BB (TAXES) BOTH values will be convert based on selected Currency in (Column L). 2. If you choose "Partial Conversion" then Column BA (AMOUNT) only will be converted based on selected currency (Column L) and Column BB (TAXES) value (INR) will be added to the converted values.
Note on K351: gepadmin: 1. If you choose "Full Conversion" then Column BA (AMOUNT) and Column BB (TAXES) BOTH values will be convert based on selected Currency in (Column L). 2. If you choose "Partial Conversion" then Column BA (AMOUNT) only will be converted based on selected currency (Column L) and Column BB (TAXES) value (INR) will be added to the converted values.
Note on K353: gepadmin: 1. If you choose "Full Conversion" then Column BA (AMOUNT) and Column BB (TAXES) BOTH values will be convert based on selected Currency in (Column L). 2. If you choose "Partial Conversion" then Column BA (AMOUNT) only will be converted based on selected currency (Column L) and Column BB (TAXES) value (INR) will be added to the converted values.
Note on K354: gepadmin: 1. If you choose "Full Conversion" then Column BA (AMOUNT) and Column BB (TAXES) BOTH values will be convert based on selected Currency in (Column L). 2. If you choose "Partial Conversion" then Column BA (AMOUNT) only will be converted based on selected currency (Column L) and Column BB (TAXES) value (INR) will be added to the converted values.
Note on K355: gepadmin: 1. If you choose "Full Conversion" then Column BA (AMOUNT) and Column BB (TAXES) BOTH values will be convert based on selected Currency in (Column L). 2. If you choose "Partial Conversion" then Column BA (AMOUNT) only will be converted based on selected currency (Column L) and Column BB (TAXES) value (INR) will be added to the converted values.
Note on K357: gepadmin: 1. If you choose "Full Conversion" then Column BA (AMOUNT) and Column BB (TAXES) BOTH values will be convert based on selected Currency in (Column L). 2. If you choose "Partial Conversion" then Column BA (AMOUNT) only will be converted based on selected currency (Column L) and Column BB (TAXES) value (INR) will be added to the converted values.
Note on K358: gepadmin: 1. If you choose "Full Conversion" then Column BA (AMOUNT) and Column BB (TAXES) BOTH values will be convert based on selected Currency in (Column L). 2. If you choose "Partial Conversion" then Column BA (AMOUNT) only will be converted based on selected currency (Column L) and Column BB (TAXES) value (INR) will be added to the converted values.
Note on K360: gepadmin: 1. If you choose "Full Conversion" then Column BA (AMOUNT) and Column BB (TAXES) BOTH values will be convert based on selected Currency in (Column L). 2. If you choose "Partial Conversion" then Column BA (AMOUNT) only will be converted based on selected currency (Column L) and Column BB (TAXES) value (INR) will be added to the converted values.
Note on K361: gepadmin: 1. If you choose "Full Conversion" then Column BA (AMOUNT) and Column BB (TAXES) BOTH values will be convert based on selected Currency in (Column L). 2. If you choose "Partial Conversion" then Column BA (AMOUNT) only will be converted based on selected currency (Column L) and Column BB (TAXES) value (INR) will be added to the converted values.
Note on K364: gepadmin: 1. If you choose "Full Conversion" then Column BA (AMOUNT) and Column BB (TAXES) BOTH values will be convert based on selected Currency in (Column L). 2. If you choose "Partial Conversion" then Column BA (AMOUNT) only will be converted based on selected currency (Column L) and Column BB (TAXES) value (INR) will be added to the converted values.
Note on K366: gepadmin: 1. If you choose "Full Conversion" then Column BA (AMOUNT) and Column BB (TAXES) BOTH values will be convert based on selected Currency in (Column L). 2. If you choose "Partial Conversion" then Column BA (AMOUNT) only will be converted based on selected currency (Column L) and Column BB (TAXES) value (INR) will be added to the converted values.
Note on K367: gepadmin: 1. If you choose "Full Conversion" then Column BA (AMOUNT) and Column BB (TAXES) BOTH values will be convert based on selected Currency in (Column L). 2. If you choose "Partial Conversion" then Column BA (AMOUNT) only will be converted based on selected currency (Column L) and Column BB (TAXES) value (INR) will be added to the converted values.
Note on K370: gepadmin: 1. If you choose "Full Conversion" then Column BA (AMOUNT) and Column BB (TAXES) BOTH values will be convert based on selected Currency in (Column L). 2. If you choose "Partial Conversion" then Column BA (AMOUNT) only will be converted based on selected currency (Column L) and Column BB (TAXES) value (INR) will be added to the converted values.
Note on K372: gepadmin: 1. If you choose "Full Conversion" then Column BA (AMOUNT) and Column BB (TAXES) BOTH values will be convert based on selected Currency in (Column L). 2. If you choose "Partial Conversion" then Column BA (AMOUNT) only will be converted based on selected currency (Column L) and Column BB (TAXES) value (INR) will be added to the converted values.
Note on K373: gepadmin: 1. If you choose "Full Conversion" then Column BA (AMOUNT) and Column BB (TAXES) BOTH values will be convert based on selected Currency in (Column L). 2. If you choose "Partial Conversion" then Column BA (AMOUNT) only will be converted based on selected currency (Column L) and Column BB (TAXES) value (INR) will be added to the converted values.
Note on K375: gepadmin: 1. If you choose "Full Conversion" then Column BA (AMOUNT) and Column BB (TAXES) BOTH values will be convert based on selected Currency in (Column L). 2. If you choose "Partial Conversion" then Column BA (AMOUNT) only will be converted based on selected currency (Column L) and Column BB (TAXES) value (INR) will be added to the converted values.
Note on K376: gepadmin: 1. If you choose "Full Conversion" then Column BA (AMOUNT) and Column BB (TAXES) BOTH values will be convert based on selected Currency in (Column L). 2. If you choose "Partial Conversion" then Column BA (AMOUNT) only will be converted based on selected currency (Column L) and Column BB (TAXES) value (INR) will be added to the converted values.
Note on K378: gepadmin: 1. If you choose "Full Conversion" then Column BA (AMOUNT) and Column BB (TAXES) BOTH values will be convert based on selected Currency in (Column L). 2. If you choose "Partial Conversion" then Column BA (AMOUNT) only will be converted based on selected currency (Column L) and Column BB (TAXES) value (INR) will be added to the converted values.
Note on K379: gepadmin: 1. If you choose "Full Conversion" then Column BA (AMOUNT) and Column BB (TAXES) BOTH values will be convert based on selected Currency in (Column L). 2. If you choose "Partial Conversion" then Column BA (AMOUNT) only will be converted based on selected currency (Column L) and Column BB (TAXES) value (INR) will be added to the converted values.
Note on K381: gepadmin: 1. If you choose "Full Conversion" then Column BA (AMOUNT) and Column BB (TAXES) BOTH values will be convert based on selected Currency in (Column L). 2. If you choose "Partial Conversion" then Column BA (AMOUNT) only will be converted based on selected currency (Column L) and Column BB (TAXES) value (INR) will be added to the converted values.
Note on K382: gepadmin: 1. If you choose "Full Conversion" then Column BA (AMOUNT) and Column BB (TAXES) BOTH values will be convert based on selected Currency in (Column L). 2. If you choose "Partial Conversion" then Column BA (AMOUNT) only will be converted based on selected currency (Column L) and Column BB (TAXES) value (INR) will be added to the converted values.
Note on K384: gepadmin: 1. If you choose "Full Conversion" then Column BA (AMOUNT) and Column BB (TAXES) BOTH values will be convert based on selected Currency in (Column L). 2. If you choose "Partial Conversion" then Column BA (AMOUNT) only will be converted based on selected currency (Column L) and Column BB (TAXES) value (INR) will be added to the converted values.
Note on K385: gepadmin: 1. If you choose "Full Conversion" then Column BA (AMOUNT) and Column BB (TAXES) BOTH values will be convert based on selected Currency in (Column L). 2. If you choose "Partial Conversion" then Column BA (AMOUNT) only will be converted based on selected currency (Column L) and Column BB (TAXES) value (INR) will be added to the converted values.
Note on K387: gepadmin: 1. If you choose "Full Conversion" then Column BA (AMOUNT) and Column BB (TAXES) BOTH values will be convert based on selected Currency in (Column L). 2. If you choose "Partial Conversion" then Column BA (AMOUNT) only will be converted based on selected currency (Column L) and Column BB (TAXES) value (INR) will be added to the converted values.
Note on K388: gepadmin: 1. If you choose "Full Conversion" then Column BA (AMOUNT) and Column BB (TAXES) BOTH values will be convert based on selected Currency in (Column L). 2. If you choose "Partial Conversion" then Column BA (AMOUNT) only will be converted based on selected currency (Column L) and Column BB (TAXES) value (INR) will be added to the converted values.
Note on K390: gepadmin: 1. If you choose "Full Conversion" then Column BA (AMOUNT) and Column BB (TAXES) BOTH values will be convert based on selected Currency in (Column L). 2. If you choose "Partial Conversion" then Column BA (AMOUNT) only will be converted based on selected currency (Column L) and Column BB (TAXES) value (INR) will be added to the converted values.
Note on K391: gepadmin: 1. If you choose "Full Conversion" then Column BA (AMOUNT) and Column BB (TAXES) BOTH values will be convert based on selected Currency in (Column L). 2. If you choose "Partial Conversion" then Column BA (AMOUNT) only will be converted based on selected currency (Column L) and Column BB (TAXES) value (INR) will be added to the converted values.
Note on K393: gepadmin: 1. If you choose "Full Conversion" then Column BA (AMOUNT) and Column BB (TAXES) BOTH values will be convert based on selected Currency in (Column L). 2. If you choose "Partial Conversion" then Column BA (AMOUNT) only will be converted based on selected currency (Column L) and Column BB (TAXES) value (INR) will be added to the converted values.
Note on K394: gepadmin: 1. If you choose "Full Conversion" then Column BA (AMOUNT) and Column BB (TAXES) BOTH values will be convert based on selected Currency in (Column L). 2. If you choose "Partial Conversion" then Column BA (AMOUNT) only will be converted based on selected currency (Column L) and Column BB (TAXES) value (INR) will be added to the converted values.
Note on K395: gepadmin: 1. If you choose "Full Conversion" then Column BA (AMOUNT) and Column BB (TAXES) BOTH values will be convert based on selected Currency in (Column L). 2. If you choose "Partial Conversion" then Column BA (AMOUNT) only will be converted based on selected currency (Column L) and Column BB (TAXES) value (INR) will be added to the converted values.
Note on K397: gepadmin: 1. If you choose "Full Conversion" then Column BA (AMOUNT) and Column BB (TAXES) BOTH values will be convert based on selected Currency in (Column L). 2. If you choose "Partial Conversion" then Column BA (AMOUNT) only will be converted based on selected currency (Column L) and Column BB (TAXES) value (INR) will be added to the converted values.
Note on K398: gepadmin: 1. If you choose "Full Conversion" then Column BA (AMOUNT) and Column BB (TAXES) BOTH values will be convert based on selected Currency in (Column L). 2. If you choose "Partial Conversion" then Column BA (AMOUNT) only will be converted based on selected currency (Column L) and Column BB (TAXES) value (INR) will be added to the converted values.
Note on K399: gepadmin: 1. If you choose "Full Conversion" then Column BA (AMOUNT) and Column BB (TAXES) BOTH values will be convert based on selected Currency in (Column L). 2. If you choose "Partial Conversion" then Column BA (AMOUNT) only will be converted based on selected currency (Column L) and Column BB (TAXES) value (INR) will be added to the converted values.
Note on K400: gepadmin: 1. If you choose "Full Conversion" then Column BA (AMOUNT) and Column BB (TAXES) BOTH values will be convert based on selected Currency in (Column L). 2. If you choose "Partial Conversion" then Column BA (AMOUNT) only will be converted based on selected currency (Column L) and Column BB (TAXES) value (INR) will be added to the converted values.
Note on K402: gepadmin: 1. If you choose "Full Conversion" then Column BA (AMOUNT) and Column BB (TAXES) BOTH values will be convert based on selected Currency in (Column L). 2. If you choose "Partial Conversion" then Column BA (AMOUNT) only will be converted based on selected currency (Column L) and Column BB (TAXES) value (INR) will be added to the converted values.
Note on K403: gepadmin: 1. If you choose "Full Conversion" then Column BA (AMOUNT) and Column BB (TAXES) BOTH values will be convert based on selected Currency in (Column L). 2. If you choose "Partial Conversion" then Column BA (AMOUNT) only will be converted based on selected currency (Column L) and Column BB (TAXES) value (INR) will be added to the converted values.
Note on K404: gepadmin: 1. If you choose "Full Conversion" then Column BA (AMOUNT) and Column BB (TAXES) BOTH values will be convert based on selected Currency in (Column L). 2. If you choose "Partial Conversion" then Column BA (AMOUNT) only will be converted based on selected currency (Column L) and Column BB (TAXES) value (INR) will be added to the converted values.
Note on K406: gepadmin: 1. If you choose "Full Conversion" then Column BA (AMOUNT) and Column BB (TAXES) BOTH values will be convert based on selected Currency in (Column L). 2. If you choose "Partial Conversion" then Column BA (AMOUNT) only will be converted based on selected currency (Column L) and Column BB (TAXES) value (INR) will be added to the converted values.
Note on K407: gepadmin: 1. If you choose "Full Conversion" then Column BA (AMOUNT) and Column BB (TAXES) BOTH values will be convert based on selected Currency in (Column L). 2. If you choose "Partial Conversion" then Column BA (AMOUNT) only will be converted based on selected currency (Column L) and Column BB (TAXES) value (INR) will be added to the converted values.
Note on K410: gepadmin: 1. If you choose "Full Conversion" then Column BA (AMOUNT) and Column BB (TAXES) BOTH values will be convert based on selected Currency in (Column L). 2. If you choose "Partial Conversion" then Column BA (AMOUNT) only will be converted based on selected currency (Column L) and Column BB (TAXES) value (INR) will be added to the converted values.
Note on K412: gepadmin: 1. If you choose "Full Conversion" then Column BA (AMOUNT) and Column BB (TAXES) BOTH values will be convert based on selected Currency in (Column L). 2. If you choose "Partial Conversion" then Column BA (AMOUNT) only will be converted based on selected currency (Column L) and Column BB (TAXES) value (INR) will be added to the converted values.
Note on K413: gepadmin: 1. If you choose "Full Conversion" then Column BA (AMOUNT) and Column BB (TAXES) BOTH values will be convert based on selected Currency in (Column L). 2. If you choose "Partial Conversion" then Column BA (AMOUNT) only will be converted based on selected currency (Column L) and Column BB (TAXES) value (INR) will be added to the converted values.
Note on K415: gepadmin: 1. If you choose "Full Conversion" then Column BA (AMOUNT) and Column BB (TAXES) BOTH values will be convert based on selected Currency in (Column L). 2. If you choose "Partial Conversion" then Column BA (AMOUNT) only will be converted based on selected currency (Column L) and Column BB (TAXES) value (INR) will be added to the converted values.
Note on K416: gepadmin: 1. If you choose "Full Conversion" then Column BA (AMOUNT) and Column BB (TAXES) BOTH values will be convert based on selected Currency in (Column L). 2. If you choose "Partial Conversion" then Column BA (AMOUNT) only will be converted based on selected currency (Column L) and Column BB (TAXES) value (INR) will be added to the converted values.
Note on K418: gepadmin: 1. If you choose "Full Conversion" then Column BA (AMOUNT) and Column BB (TAXES) BOTH values will be convert based on selected Currency in (Column L). 2. If you choose "Partial Conversion" then Column BA (AMOUNT) only will be converted based on selected currency (Column L) and Column BB (TAXES) value (INR) will be added to the converted values.
Note on K420: gepadmin: 1. If you choose "Full Conversion" then Column BA (AMOUNT) and Column BB (TAXES) BOTH values will be convert based on selected Currency in (Column L). 2. If you choose "Partial Conversion" then Column BA (AMOUNT) only will be converted based on selected currency (Column L) and Column BB (TAXES) value (INR) will be added to the converted values.
Note on K422: gepadmin: 1. If you choose "Full Conversion" then Column BA (AMOUNT) and Column BB (TAXES) BOTH values will be convert based on selected Currency in (Column L). 2. If you choose "Partial Conversion" then Column BA (AMOUNT) only will be converted based on selected currency (Column L) and Column BB (TAXES) value (INR) will be added to the converted values.
Note on K424: gepadmin: 1. If you choose "Full Conversion" then Column BA (AMOUNT) and Column BB (TAXES) BOTH values will be convert based on selected Currency in (Column L). 2. If you choose "Partial Conversion" then Column BA (AMOUNT) only will be converted based on selected currency (Column L) and Column BB (TAXES) value (INR) will be added to the converted values.
Note on K426: gepadmin: 1. If you choose "Full Conversion" then Column BA (AMOUNT) and Column BB (TAXES) BOTH values will be convert based on selected Currency in (Column L). 2. If you choose "Partial Conversion" then Column BA (AMOUNT) only will be converted based on selected currency (Column L) and Column BB (TAXES) value (INR) will be added to the converted values.
Note on K428: gepadmin: 1. If you choose "Full Conversion" then Column BA (AMOUNT) and Column BB (TAXES) BOTH values will be convert based on selected Currency in (Column L). 2. If you choose "Partial Conversion" then Column BA (AMOUNT) only will be converted based on selected currency (Column L) and Column BB (TAXES) value (INR) will be added to the converted values.
Note on K430: gepadmin: 1. If you choose "Full Conversion" then Column BA (AMOUNT) and Column BB (TAXES) BOTH values will be convert based on selected Currency in (Column L). 2. If you choose "Partial Conversion" then Column BA (AMOUNT) only will be converted based on selected currency (Column L) and Column BB (TAXES) value (INR) will be added to the converted values.
Note on K431: gepadmin: 1. If you choose "Full Conversion" then Column BA (AMOUNT) and Column BB (TAXES) BOTH values will be convert based on selected Currency in (Column L). 2. If you choose "Partial Conversion" then Column BA (AMOUNT) only will be converted based on selected currency (Column L) and Column BB (TAXES) value (INR) will be added to the converted values.
Note on K433: gepadmin: 1. If you choose "Full Conversion" then Column BA (AMOUNT) and Column BB (TAXES) BOTH values will be convert based on selected Currency in (Column L). 2. If you choose "Partial Conversion" then Column BA (AMOUNT) only will be converted based on selected currency (Column L) and Column BB (TAXES) value (INR) will be added to the converted values.
Note on K434: gepadmin: 1. If you choose "Full Conversion" then Column BA (AMOUNT) and Column BB (TAXES) BOTH values will be convert based on selected Currency in (Column L). 2. If you choose "Partial Conversion" then Column BA (AMOUNT) only will be converted based on selected currency (Column L) and Column BB (TAXES) value (INR) will be added to the converted values.
Note on K436: gepadmin: 1. If you choose "Full Conversion" then Column BA (AMOUNT) and Column BB (TAXES) BOTH values will be convert based on selected Currency in (Column L). 2. If you choose "Partial Conversion" then Column BA (AMOUNT) only will be converted based on selected currency (Column L) and Column BB (TAXES) value (INR) will be added to the converted values.
Note on K438: gepadmin: 1. If you choose "Full Conversion" then Column BA (AMOUNT) and Column BB (TAXES) BOTH values will be convert based on selected Currency in (Column L). 2. If you choose "Partial Conversion" then Column BA (AMOUNT) only will be converted based on selected currency (Column L) and Column BB (TAXES) value (INR) will be added to the converted values.
Note on K440: gepadmin: 1. If you choose "Full Conversion" then Column BA (AMOUNT) and Column BB (TAXES) BOTH values will be convert based on selected Currency in (Column L). 2. If you choose "Partial Conversion" then Column BA (AMOUNT) only will be converted based on selected currency (Column L) and Column BB (TAXES) value (INR) will be added to the converted values.
Note on K442: gepadmin: 1. If you choose "Full Conversion" then Column BA (AMOUNT) and Column BB (TAXES) BOTH values will be convert based on selected Currency in (Column L). 2. If you choose "Partial Conversion" then Column BA (AMOUNT) only will be converted based on selected currency (Column L) and Column BB (TAXES) value (INR) will be added to the converted values.
Note on K443: gepadmin: 1. If you choose "Full Conversion" then Column BA (AMOUNT) and Column BB (TAXES) BOTH values will be convert based on selected Currency in (Column L). 2. If you choose "Partial Conversion" then Column BA (AMOUNT) only will be converted based on selected currency (Column L) and Column BB (TAXES) value (INR) will be added to the converted values.
Note on K444: gepadmin: 1. If you choose "Full Conversion" then Column BA (AMOUNT) and Column BB (TAXES) BOTH values will be convert based on selected Currency in (Column L). 2. If you choose "Partial Conversion" then Column BA (AMOUNT) only will be converted based on selected currency (Column L) and Column BB (TAXES) value (INR) will be added to the converted values.
Note on K446: gepadmin: 1. If you choose "Full Conversion" then Column BA (AMOUNT) and Column BB (TAXES) BOTH values will be convert based on selected Currency in (Column L). 2. If you choose "Partial Conversion" then Column BA (AMOUNT) only will be converted based on selected currency (Column L) and Column BB (TAXES) value (INR) will be added to the converted values.
Note on K447: gepadmin: 1. If you choose "Full Conversion" then Column BA (AMOUNT) and Column BB (TAXES) BOTH values will be convert based on selected Currency in (Column L). 2. If you choose "Partial Conversion" then Column BA (AMOUNT) only will be converted based on selected currency (Column L) and Column BB (TAXES) value (INR) will be added to the converted values.
Note on K448: gepadmin: 1. If you choose "Full Conversion" then Column BA (AMOUNT) and Column BB (TAXES) BOTH values will be convert based on selected Currency in (Column L). 2. If you choose "Partial Conversion" then Column BA (AMOUNT) only will be converted based on selected currency (Column L) and Column BB (TAXES) value (INR) will be added to the converted values.
Note on K449: gepadmin: 1. If you choose "Full Conversion" then Column BA (AMOUNT) and Column BB (TAXES) BOTH values will be convert based on selected Currency in (Column L). 2. If you choose "Partial Conversion" then Column BA (AMOUNT) only will be converted based on selected currency (Column L) and Column BB (TAXES) value (INR) will be added to the converted values.
Note on K450: gepadmin: 1. If you choose "Full Conversion" then Column BA (AMOUNT) and Column BB (TAXES) BOTH values will be convert based on selected Currency in (Column L). 2. If you choose "Partial Conversion" then Column BA (AMOUNT) only will be converted based on selected currency (Column L) and Column BB (TAXES) value (INR) will be added to the converted values.
Note on K452: gepadmin: 1. If you choose "Full Conversion" then Column BA (AMOUNT) and Column BB (TAXES) BOTH values will be convert based on selected Currency in (Column L). 2. If you choose "Partial Conversion" then Column BA (AMOUNT) only will be converted based on selected currency (Column L) and Column BB (TAXES) value (INR) will be added to the converted values.
Note on K454: gepadmin: 1. If you choose "Full Conversion" then Column BA (AMOUNT) and Column BB (TAXES) BOTH values will be convert based on selected Currency in (Column L). 2. If you choose "Partial Conversion" then Column BA (AMOUNT) only will be converted based on selected currency (Column L) and Column BB (TAXES) value (INR) will be added to the converted values.
Note on K455: gepadmin: 1. If you choose "Full Conversion" then Column BA (AMOUNT) and Column BB (TAXES) BOTH values will be convert based on selected Currency in (Column L). 2. If you choose "Partial Conversion" then Column BA (AMOUNT) only will be converted based on selected currency (Column L) and Column BB (TAXES) value (INR) will be added to the converted values.
Note on K456: gepadmin: 1. If you choose "Full Conversion" then Column BA (AMOUNT) and Column BB (TAXES) BOTH values will be convert based on selected Currency in (Column L). 2. If you choose "Partial Conversion" then Column BA (AMOUNT) only will be converted based on selected currency (Column L) and Column BB (TAXES) value (INR) will be added to the converted values.
Note on K458: gepadmin: 1. If you choose "Full Conversion" then Column BA (AMOUNT) and Column BB (TAXES) BOTH values will be convert based on selected Currency in (Column L). 2. If you choose "Partial Conversion" then Column BA (AMOUNT) only will be converted based on selected currency (Column L) and Column BB (TAXES) value (INR) will be added to the converted values.
Note on K459: gepadmin: 1. If you choose "Full Conversion" then Column BA (AMOUNT) and Column BB (TAXES) BOTH values will be convert based on selected Currency in (Column L). 2. If you choose "Partial Conversion" then Column BA (AMOUNT) only will be converted based on selected currency (Column L) and Column BB (TAXES) value (INR) will be added to the converted values.
Note on K460: gepadmin: 1. If you choose "Full Conversion" then Column BA (AMOUNT) and Column BB (TAXES) BOTH values will be convert based on selected Currency in (Column L). 2. If you choose "Partial Conversion" then Column BA (AMOUNT) only will be converted based on selected currency (Column L) and Column BB (TAXES) value (INR) will be added to the converted values.
Note on K462: gepadmin: 1. If you choose "Full Conversion" then Column BA (AMOUNT) and Column BB (TAXES) BOTH values will be convert based on selected Currency in (Column L). 2. If you choose "Partial Conversion" then Column BA (AMOUNT) only will be converted based on selected currency (Column L) and Column BB (TAXES) value (INR) will be added to the converted values.
Note on K464: gepadmin: 1. If you choose "Full Conversion" then Column BA (AMOUNT) and Column BB (TAXES) BOTH values will be convert based on selected Currency in (Column L). 2. If you choose "Partial Conversion" then Column BA (AMOUNT) only will be converted based on selected currency (Column L) and Column BB (TAXES) value (INR) will be added to the converted values.
Note on K466: gepadmin: 1. If you choose "Full Conversion" then Column BA (AMOUNT) and Column BB (TAXES) BOTH values will be convert based on selected Currency in (Column L). 2. If you choose "Partial Conversion" then Column BA (AMOUNT) only will be converted based on selected currency (Column L) and Column BB (TAXES) value (INR) will be added to the converted values.
Note on K468: gepadmin: 1. If you choose "Full Conversion" then Column BA (AMOUNT) and Column BB (TAXES) BOTH values will be convert based on selected Currency in (Column L). 2. If you choose "Partial Conversion" then Column BA (AMOUNT) only will be converted based on selected currency (Column L) and Column BB (TAXES) value (INR) will be added to the converted values.
Note on K469: gepadmin: 1. If you choose "Full Conversion" then Column BA (AMOUNT) and Column BB (TAXES) BOTH values will be convert based on selected Currency in (Column L). 2. If you choose "Partial Conversion" then Column BA (AMOUNT) only will be converted based on selected currency (Column L) and Column BB (TAXES) value (INR) will be added to the converted values.
Note on K471: gepadmin: 1. If you choose "Full Conversion" then Column BA (AMOUNT) and Column BB (TAXES) BOTH values will be convert based on selected Currency in (Column L). 2. If you choose "Partial Conversion" then Column BA (AMOUNT) only will be converted based on selected currency (Column L) and Column BB (TAXES) value (INR) will be added to the converted values.
Note on K474: gepadmin: 1. If you choose "Full Conversion" then Column BA (AMOUNT) and Column BB (TAXES) BOTH values will be convert based on selected Currency in (Column L). 2. If you choose "Partial Conversion" then Column BA (AMOUNT) only will be converted based on selected currency (Column L) and Column BB (TAXES) value (INR) will be added to the converted values.
Note on K476: gepadmin: 1. If you choose "Full Conversion" then Column BA (AMOUNT) and Column BB (TAXES) BOTH values will be convert based on selected Currency in (Column L). 2. If you choose "Partial Conversion" then Column BA (AMOUNT) only will be converted based on selected currency (Column L) and Column BB (TAXES) value (INR) will be added to the converted values.
Note on K477: gepadmin: 1. If you choose "Full Conversion" then Column BA (AMOUNT) and Column BB (TAXES) BOTH values will be convert based on selected Currency in (Column L). 2. If you choose "Partial Conversion" then Column BA (AMOUNT) only will be converted based on selected currency (Column L) and Column BB (TAXES) value (INR) will be added to the converted values.
Note on K479: gepadmin: 1. If you choose "Full Conversion" then Column BA (AMOUNT) and Column BB (TAXES) BOTH values will be convert based on selected Currency in (Column L). 2. If you choose "Partial Conversion" then Column BA (AMOUNT) only will be converted based on selected currency (Column L) and Column BB (TAXES) value (INR) will be added to the converted values.
Note on K481: gepadmin: 1. If you choose "Full Conversion" then Column BA (AMOUNT) and Column BB (TAXES) BOTH values will be convert based on selected Currency in (Column L). 2. If you choose "Partial Conversion" then Column BA (AMOUNT) only will be converted based on selected currency (Column L) and Column BB (TAXES) value (INR) will be added to the converted values.
Note on K482: gepadmin: 1. If you choose "Full Conversion" then Column BA (AMOUNT) and Column BB (TAXES) BOTH values will be convert based on selected Currency in (Column L). 2. If you choose "Partial Conversion" then Column BA (AMOUNT) only will be converted based on selected currency (Column L) and Column BB (TAXES) value (INR) will be added to the converted values.
Note on K483: gepadmin: 1. If you choose "Full Conversion" then Column BA (AMOUNT) and Column BB (TAXES) BOTH values will be convert based on selected Currency in (Column L). 2. If you choose "Partial Conversion" then Column BA (AMOUNT) only will be converted based on selected currency (Column L) and Column BB (TAXES) value (INR) will be added to the converted values.
Note on K484: gepadmin: 1. If you choose "Full Conversion" then Column BA (AMOUNT) and Column BB (TAXES) BOTH values will be convert based on selected Currency in (Column L). 2. If you choose "Partial Conversion" then Column BA (AMOUNT) only will be converted based on selected currency (Column L) and Column BB (TAXES) value (INR) will be added to the converted values.
Note on K486: gepadmin: 1. If you choose "Full Conversion" then Column BA (AMOUNT) and Column BB (TAXES) BOTH values will be convert based on selected Currency in (Column L). 2. If you choose "Partial Conversion" then Column BA (AMOUNT) only will be converted based on selected currency (Column L) and Column BB (TAXES) value (INR) will be added to the converted values.
Note on K487: gepadmin: 1. If you choose "Full Conversion" then Column BA (AMOUNT) and Column BB (TAXES) BOTH values will be convert based on selected Currency in (Column L). 2. If you choose "Partial Conversion" then Column BA (AMOUNT) only will be converted based on selected currency (Column L) and Column BB (TAXES) value (INR) will be added to the converted values.
Note on K488: gepadmin: 1. If you choose "Full Conversion" then Column BA (AMOUNT) and Column BB (TAXES) BOTH values will be convert based on selected Currency in (Column L). 2. If you choose "Partial Conversion" then Column BA (AMOUNT) only will be converted based on selected currency (Column L) and Column BB (TAXES) value (INR) will be added to the converted values.
Note on K489: gepadmin: 1. If you choose "Full Conversion" then Column BA (AMOUNT) and Column BB (TAXES) BOTH values will be convert based on selected Currency in (Column L). 2. If you choose "Partial Conversion" then Column BA (AMOUNT) only will be converted based on selected currency (Column L) and Column BB (TAXES) value (INR) will be added to the converted values.
Note on K490: gepadmin: 1. If you choose "Full Conversion" then Column BA (AMOUNT) and Column BB (TAXES) BOTH values will be convert based on selected Currency in (Column L). 2. If you choose "Partial Conversion" then Column BA (AMOUNT) only will be converted based on selected currency (Column L) and Column BB (TAXES) value (INR) will be added to the converted values.
Note on K491: gepadmin: 1. If you choose "Full Conversion" then Column BA (AMOUNT) and Column BB (TAXES) BOTH values will be convert based on selected Currency in (Column L). 2. If you choose "Partial Conversion" then Column BA (AMOUNT) only will be converted based on selected currency (Column L) and Column BB (TAXES) value (INR) will be added to the converted values.
Note on K492: gepadmin: 1. If you choose "Full Conversion" then Column BA (AMOUNT) and Column BB (TAXES) BOTH values will be convert based on selected Currency in (Column L). 2. If you choose "Partial Conversion" then Column BA (AMOUNT) only will be converted based on selected currency (Column L) and Column BB (TAXES) value (INR) will be added to the converted values.
Note on K495: gepadmin: 1. If you choose "Full Conversion" then Column BA (AMOUNT) and Column BB (TAXES) BOTH values will be convert based on selected Currency in (Column L). 2. If you choose "Partial Conversion" then Column BA (AMOUNT) only will be converted based on selected currency (Column L) and Column BB (TAXES) value (INR) will be added to the converted values.
Note on K496: gepadmin: 1. If you choose "Full Conversion" then Column BA (AMOUNT) and Column BB (TAXES) BOTH values will be convert based on selected Currency in (Column L). 2. If you choose "Partial Conversion" then Column BA (AMOUNT) only will be converted based on selected currency (Column L) and Column BB (TAXES) value (INR) will be added to the converted values.
Note on K497: gepadmin: 1. If you choose "Full Conversion" then Column BA (AMOUNT) and Column BB (TAXES) BOTH values will be convert based on selected Currency in (Column L). 2. If you choose "Partial Conversion" then Column BA (AMOUNT) only will be converted based on selected currency (Column L) and Column BB (TAXES) value (INR) will be added to the converted values.
Note on K498: gepadmin: 1. If you choose "Full Conversion" then Column BA (AMOUNT) and Column BB (TAXES) BOTH values will be convert based on selected Currency in (Column L). 2. If you choose "Partial Conversion" then Column BA (AMOUNT) only will be converted based on selected currency (Column L) and Column BB (TAXES) value (INR) will be added to the converted values.
Note on K500: gepadmin: 1. If you choose "Full Conversion" then Column BA (AMOUNT) and Column BB (TAXES) BOTH values will be convert based on selected Currency in (Column L). 2. If you choose "Partial Conversion" then Column BA (AMOUNT) only will be converted based on selected currency (Column L) and Column BB (TAXES) value (INR) will be added to the converted values.
Note on K502: gepadmin: 1. If you choose "Full Conversion" then Column BA (AMOUNT) and Column BB (TAXES) BOTH values will be convert based on selected Currency in (Column L). 2. If you choose "Partial Conversion" then Column BA (AMOUNT) only will be converted based on selected currency (Column L) and Column BB (TAXES) value (INR) will be added to the converted values.
Note on K504: gepadmin: 1. If you choose "Full Conversion" then Column BA (AMOUNT) and Column BB (TAXES) BOTH values will be convert based on selected Currency in (Column L). 2. If you choose "Partial Conversion" then Column BA (AMOUNT) only will be converted based on selected currency (Column L) and Column BB (TAXES) value (INR) will be added to the converted values.
Note on K505: gepadmin: 1. If you choose "Full Conversion" then Column BA (AMOUNT) and Column BB (TAXES) BOTH values will be convert based on selected Currency in (Column L). 2. If you choose "Partial Conversion" then Column BA (AMOUNT) only will be converted based on selected currency (Column L) and Column BB (TAXES) value (INR) will be added to the converted values.
Note on K507: gepadmin: 1. If you choose "Full Conversion" then Column BA (AMOUNT) and Column BB (TAXES) BOTH values will be convert based on selected Currency in (Column L). 2. If you choose "Partial Conversion" then Column BA (AMOUNT) only will be converted based on selected currency (Column L) and Column BB (TAXES) value (INR) will be added to the converted values.
Note on K509: gepadmin: 1. If you choose "Full Conversion" then Column BA (AMOUNT) and Column BB (TAXES) BOTH values will be convert based on selected Currency in (Column L). 2. If you choose "Partial Conversion" then Column BA (AMOUNT) only will be converted based on selected currency (Column L) and Column BB (TAXES) value (INR) will be added to the converted values.
Note on K510: gepadmin: 1. If you choose "Full Conversion" then Column BA (AMOUNT) and Column BB (TAXES) BOTH values will be convert based on selected Currency in (Column L). 2. If you choose "Partial Conversion" then Column BA (AMOUNT) only will be converted based on selected currency (Column L) and Column BB (TAXES) value (INR) will be added to the converted values.
Note on K512: gepadmin: 1. If you choose "Full Conversion" then Column BA (AMOUNT) and Column BB (TAXES) BOTH values will be convert based on selected Currency in (Column L). 2. If you choose "Partial Conversion" then Column BA (AMOUNT) only will be converted based on selected currency (Column L) and Column BB (TAXES) value (INR) will be added to the converted values.
Note on K513: gepadmin: 1. If you choose "Full Conversion" then Column BA (AMOUNT) and Column BB (TAXES) BOTH values will be convert based on selected Currency in (Column L). 2. If you choose "Partial Conversion" then Column BA (AMOUNT) only will be converted based on selected currency (Column L) and Column BB (TAXES) value (INR) will be added to the converted values.
Note on K514: gepadmin: 1. If you choose "Full Conversion" then Column BA (AMOUNT) and Column BB (TAXES) BOTH values will be convert based on selected Currency in (Column L). 2. If you choose "Partial Conversion" then Column BA (AMOUNT) only will be converted based on selected currency (Column L) and Column BB (TAXES) value (INR) will be added to the converted values.
Note on K516: gepadmin: 1. If you choose "Full Conversion" then Column BA (AMOUNT) and Column BB (TAXES) BOTH values will be convert based on selected Currency in (Column L). 2. If you choose "Partial Conversion" then Column BA (AMOUNT) only will be converted based on selected currency (Column L) and Column BB (TAXES) value (INR) will be added to the converted values.
Note on K517: gepadmin: 1. If you choose "Full Conversion" then Column BA (AMOUNT) and Column BB (TAXES) BOTH values will be convert based on selected Currency in (Column L). 2. If you choose "Partial Conversion" then Column BA (AMOUNT) only will be converted based on selected currency (Column L) and Column BB (TAXES) value (INR) will be added to the converted values.
Note on K519: gepadmin: 1. If you choose "Full Conversion" then Column BA (AMOUNT) and Column BB (TAXES) BOTH values will be convert based on selected Currency in (Column L). 2. If you choose "Partial Conversion" then Column BA (AMOUNT) only will be converted based on selected currency (Column L) and Column BB (TAXES) value (INR) will be added to the converted values.
Note on K520: gepadmin: 1. If you choose "Full Conversion" then Column BA (AMOUNT) and Column BB (TAXES) BOTH values will be convert based on selected Currency in (Column L). 2. If you choose "Partial Conversion" then Column BA (AMOUNT) only will be converted based on selected currency (Column L) and Column BB (TAXES) value (INR) will be added to the converted values.
Note on K521: gepadmin: 1. If you choose "Full Conversion" then Column BA (AMOUNT) and Column BB (TAXES) BOTH values will be convert based on selected Currency in (Column L). 2. If you choose "Partial Conversion" then Column BA (AMOUNT) only will be converted based on selected currency (Column L) and Column BB (TAXES) value (INR) will be added to the converted values.
Note on K523: gepadmin: 1. If you choose "Full Conversion" then Column BA (AMOUNT) and Column BB (TAXES) BOTH values will be convert based on selected Currency in (Column L). 2. If you choose "Partial Conversion" then Column BA (AMOUNT) only will be converted based on selected currency (Column L) and Column BB (TAXES) value (INR) will be added to the converted values.
Note on K524: gepadmin: 1. If you choose "Full Conversion" then Column BA (AMOUNT) and Column BB (TAXES) BOTH values will be convert based on selected Currency in (Column L). 2. If you choose "Partial Conversion" then Column BA (AMOUNT) only will be converted based on selected currency (Column L) and Column BB (TAXES) value (INR) will be added to the converted values.
Note on K525: gepadmin: 1. If you choose "Full Conversion" then Column BA (AMOUNT) and Column BB (TAXES) BOTH values will be convert based on selected Currency in (Column L). 2. If you choose "Partial Conversion" then Column BA (AMOUNT) only will be converted based on selected currency (Column L) and Column BB (TAXES) value (INR) will be added to the converted values.
Note on K526: gepadmin: 1. If you choose "Full Conversion" then Column BA (AMOUNT) and Column BB (TAXES) BOTH values will be convert based on selected Currency in (Column L). 2. If you choose "Partial Conversion" then Column BA (AMOUNT) only will be converted based on selected currency (Column L) and Column BB (TAXES) value (INR) will be added to the converted values.
Note on K528: gepadmin: 1. If you choose "Full Conversion" then Column BA (AMOUNT) and Column BB (TAXES) BOTH values will be convert based on selected Currency in (Column L). 2. If you choose "Partial Conversion" then Column BA (AMOUNT) only will be converted based on selected currency (Column L) and Column BB (TAXES) value (INR) will be added to the converted values.
Note on K530: gepadmin: 1. If you choose "Full Conversion" then Column BA (AMOUNT) and Column BB (TAXES) BOTH values will be convert based on selected Currency in (Column L). 2. If you choose "Partial Conversion" then Column BA (AMOUNT) only will be converted based on selected currency (Column L) and Column BB (TAXES) value (INR) will be added to the converted values.
Note on K531: gepadmin: 1. If you choose "Full Conversion" then Column BA (AMOUNT) and Column BB (TAXES) BOTH values will be convert based on selected Currency in (Column L). 2. If you choose "Partial Conversion" then Column BA (AMOUNT) only will be converted based on selected currency (Column L) and Column BB (TAXES) value (INR) will be added to the converted values.
Note on K532: gepadmin: 1. If you choose "Full Conversion" then Column BA (AMOUNT) and Column BB (TAXES) BOTH values will be convert based on selected Currency in (Column L). 2. If you choose "Partial Conversion" then Column BA (AMOUNT) only will be converted based on selected currency (Column L) and Column BB (TAXES) value (INR) will be added to the converted values.
Note on K533: gepadmin: 1. If you choose "Full Conversion" then Column BA (AMOUNT) and Column BB (TAXES) BOTH values will be convert based on selected Currency in (Column L). 2. If you choose "Partial Conversion" then Column BA (AMOUNT) only will be converted based on selected currency (Column L) and Column BB (TAXES) value (INR) will be added to the converted values.
Note on K534: gepadmin: 1. If you choose "Full Conversion" then Column BA (AMOUNT) and Column BB (TAXES) BOTH values will be convert based on selected Currency in (Column L). 2. If you choose "Partial Conversion" then Column BA (AMOUNT) only will be converted based on selected currency (Column L) and Column BB (TAXES) value (INR) will be added to the converted values.
Note on K537: gepadmin: 1. If you choose "Full Conversion" then Column BA (AMOUNT) and Column BB (TAXES) BOTH values will be convert based on selected Currency in (Column L). 2. If you choose "Partial Conversion" then Column BA (AMOUNT) only will be converted based on selected currency (Column L) and Column BB (TAXES) value (INR) will be added to the converted values.
Note on K539: gepadmin: 1. If you choose "Full Conversion" then Column BA (AMOUNT) and Column BB (TAXES) BOTH values will be convert based on selected Currency in (Column L). 2. If you choose "Partial Conversion" then Column BA (AMOUNT) only will be converted based on selected currency (Column L) and Column BB (TAXES) value (INR) will be added to the converted values.
Note on K540: gepadmin: 1. If you choose "Full Conversion" then Column BA (AMOUNT) and Column BB (TAXES) BOTH values will be convert based on selected Currency in (Column L). 2. If you choose "Partial Conversion" then Column BA (AMOUNT) only will be converted based on selected currency (Column L) and Column BB (TAXES) value (INR) will be added to the converted values.
Note on K542: gepadmin: 1. If you choose "Full Conversion" then Column BA (AMOUNT) and Column BB (TAXES) BOTH values will be convert based on selected Currency in (Column L). 2. If you choose "Partial Conversion" then Column BA (AMOUNT) only will be converted based on selected currency (Column L) and Column BB (TAXES) value (INR) will be added to the converted values.
Note on K543: gepadmin: 1. If you choose "Full Conversion" then Column BA (AMOUNT) and Column BB (TAXES) BOTH values will be convert based on selected Currency in (Column L). 2. If you choose "Partial Conversion" then Column BA (AMOUNT) only will be converted based on selected currency (Column L) and Column BB (TAXES) value (INR) will be added to the converted values.
Note on K545: gepadmin: 1. If you choose "Full Conversion" then Column BA (AMOUNT) and Column BB (TAXES) BOTH values will be convert based on selected Currency in (Column L). 2. If you choose "Partial Conversion" then Column BA (AMOUNT) only will be converted based on selected currency (Column L) and Column BB (TAXES) value (INR) will be added to the converted values.
Note on K546: gepadmin: 1. If you choose "Full Conversion" then Column BA (AMOUNT) and Column BB (TAXES) BOTH values will be convert based on selected Currency in (Column L). 2. If you choose "Partial Conversion" then Column BA (AMOUNT) only will be converted based on selected currency (Column L) and Column BB (TAXES) value (INR) will be added to the converted values.
Note on K547: gepadmin: 1. If you choose "Full Conversion" then Column BA (AMOUNT) and Column BB (TAXES) BOTH values will be convert based on selected Currency in (Column L). 2. If you choose "Partial Conversion" then Column BA (AMOUNT) only will be converted based on selected currency (Column L) and Column BB (TAXES) value (INR) will be added to the converted values.
Note on K548: gepadmin: 1. If you choose "Full Conversion" then Column BA (AMOUNT) and Column BB (TAXES) BOTH values will be convert based on selected Currency in (Column L). 2. If you choose "Partial Conversion" then Column BA (AMOUNT) only will be converted based on selected currency (Column L) and Column BB (TAXES) value (INR) will be added to the converted values.
Note on K549: gepadmin: 1. If you choose "Full Conversion" then Column BA (AMOUNT) and Column BB (TAXES) BOTH values will be convert based on selected Currency in (Column L). 2. If you choose "Partial Conversion" then Column BA (AMOUNT) only will be converted based on selected currency (Column L) and Column BB (TAXES) value (INR) will be added to the converted values.
Note on K551: gepadmin: 1. If you choose "Full Conversion" then Column BA (AMOUNT) and Column BB (TAXES) BOTH values will be convert based on selected Currency in (Column L). 2. If you choose "Partial Conversion" then Column BA (AMOUNT) only will be converted based on selected currency (Column L) and Column BB (TAXES) value (INR) will be added to the converted values.
Note on K554: gepadmin: 1. If you choose "Full Conversion" then Column BA (AMOUNT) and Column BB (TAXES) BOTH values will be convert based on selected Currency in (Column L). 2. If you choose "Partial Conversion" then Column BA (AMOUNT) only will be converted based on selected currency (Column L) and Column BB (TAXES) value (INR) will be added to the converted values.
Note on K556: gepadmin: 1. If you choose "Full Conversion" then Column BA (AMOUNT) and Column BB (TAXES) BOTH values will be convert based on selected Currency in (Column L). 2. If you choose "Partial Conversion" then Column BA (AMOUNT) only will be converted based on selected currency (Column L) and Column BB (TAXES) value (INR) will be added to the converted values.
Note on K558: gepadmin: 1. If you choose "Full Conversion" then Column BA (AMOUNT) and Column BB (TAXES) BOTH values will be convert based on selected Currency in (Column L). 2. If you choose "Partial Conversion" then Column BA (AMOUNT) only will be converted based on selected currency (Column L) and Column BB (TAXES) value (INR) will be added to the converted values.
Note on K559: gepadmin: 1. If you choose "Full Conversion" then Column BA (AMOUNT) and Column BB (TAXES) BOTH values will be convert based on selected Currency in (Column L). 2. If you choose "Partial Conversion" then Column BA (AMOUNT) only will be converted based on selected currency (Column L) and Column BB (TAXES) value (INR) will be added to the converted values.
Note on K562: gepadmin: 1. If you choose "Full Conversion" then Column BA (AMOUNT) and Column BB (TAXES) BOTH values will be convert based on selected Currency in (Column L). 2. If you choose "Partial Conversion" then Column BA (AMOUNT) only will be converted based on selected currency (Column L) and Column BB (TAXES) value (INR) will be added to the converted values.
Note on K564: gepadmin: 1. If you choose "Full Conversion" then Column BA (AMOUNT) and Column BB (TAXES) BOTH values will be convert based on selected Currency in (Column L). 2. If you choose "Partial Conversion" then Column BA (AMOUNT) only will be converted based on selected currency (Column L) and Column BB (TAXES) value (INR) will be added to the converted values.
Note on K565: gepadmin: 1. If you choose "Full Conversion" then Column BA (AMOUNT) and Column BB (TAXES) BOTH values will be convert based on selected Currency in (Column L). 2. If you choose "Partial Conversion" then Column BA (AMOUNT) only will be converted based on selected currency (Column L) and Column BB (TAXES) value (INR) will be added to the converted values.
Note on K567: gepadmin: 1. If you choose "Full Conversion" then Column BA (AMOUNT) and Column BB (TAXES) BOTH values will be convert based on selected Currency in (Column L). 2. If you choose "Partial Conversion" then Column BA (AMOUNT) only will be converted based on selected currency (Column L) and Column BB (TAXES) value (INR) will be added to the converted values.
Note on K568: gepadmin: 1. If you choose "Full Conversion" then Column BA (AMOUNT) and Column BB (TAXES) BOTH values will be convert based on selected Currency in (Column L). 2. If you choose "Partial Conversion" then Column BA (AMOUNT) only will be converted based on selected currency (Column L) and Column BB (TAXES) value (INR) will be added to the converted values.
Note on K570: gepadmin: 1. If you choose "Full Conversion" then Column BA (AMOUNT) and Column BB (TAXES) BOTH values will be convert based on selected Currency in (Column L). 2. If you choose "Partial Conversion" then Column BA (AMOUNT) only will be converted based on selected currency (Column L) and Column BB (TAXES) value (INR) will be added to the converted values.
Note on K571: gepadmin: 1. If you choose "Full Conversion" then Column BA (AMOUNT) and Column BB (TAXES) BOTH values will be convert based on selected Currency in (Column L). 2. If you choose "Partial Conversion" then Column BA (AMOUNT) only will be converted based on selected currency (Column L) and Column BB (TAXES) value (INR) will be added to the converted values.
Note on K572: gepadmin: 1. If you choose "Full Conversion" then Column BA (AMOUNT) and Column BB (TAXES) BOTH values will be convert based on selected Currency in (Column L). 2. If you choose "Partial Conversion" then Column BA (AMOUNT) only will be converted based on selected currency (Column L) and Column BB (TAXES) value (INR) will be added to the converted values.
Note on K574: gepadmin: 1. If you choose "Full Conversion" then Column BA (AMOUNT) and Column BB (TAXES) BOTH values will be convert based on selected Currency in (Column L). 2. If you choose "Partial Conversion" then Column BA (AMOUNT) only will be converted based on selected currency (Column L) and Column BB (TAXES) value (INR) will be added to the converted values.
Note on K576: gepadmin: 1. If you choose "Full Conversion" then Column BA (AMOUNT) and Column BB (TAXES) BOTH values will be convert based on selected Currency in (Column L). 2. If you choose "Partial Conversion" then Column BA (AMOUNT) only will be converted based on selected currency (Column L) and Column BB (TAXES) value (INR) will be added to the converted values.
Note on K577: gepadmin: 1. If you choose "Full Conversion" then Column BA (AMOUNT) and Column BB (TAXES) BOTH values will be convert based on selected Currency in (Column L). 2. If you choose "Partial Conversion" then Column BA (AMOUNT) only will be converted based on selected currency (Column L) and Column BB (TAXES) value (INR) will be added to the converted values.
Note on K579: gepadmin: 1. If you choose "Full Conversion" then Column BA (AMOUNT) and Column BB (TAXES) BOTH values will be convert based on selected Currency in (Column L). 2. If you choose "Partial Conversion" then Column BA (AMOUNT) only will be converted based on selected currency (Column L) and Column BB (TAXES) value (INR) will be added to the converted values.
Note on K581: gepadmin: 1. If you choose "Full Conversion" then Column BA (AMOUNT) and Column BB (TAXES) BOTH values will be convert based on selected Currency in (Column L). 2. If you choose "Partial Conversion" then Column BA (AMOUNT) only will be converted based on selected currency (Column L) and Column BB (TAXES) value (INR) will be added to the converted values.
Note on K582: gepadmin: 1. If you choose "Full Conversion" then Column BA (AMOUNT) and Column BB (TAXES) BOTH values will be convert based on selected Currency in (Column L). 2. If you choose "Partial Conversion" then Column BA (AMOUNT) only will be converted based on selected currency (Column L) and Column BB (TAXES) value (INR) will be added to the converted values.
Note on K583: gepadmin: 1. If you choose "Full Conversion" then Column BA (AMOUNT) and Column BB (TAXES) BOTH values will be convert based on selected Currency in (Column L). 2. If you choose "Partial Conversion" then Column BA (AMOUNT) only will be converted based on selected currency (Column L) and Column BB (TAXES) value (INR) will be added to the converted values.
Note on K584: gepadmin: 1. If you choose "Full Conversion" then Column BA (AMOUNT) and Column BB (TAXES) BOTH values will be convert based on selected Currency in (Column L). 2. If you choose "Partial Conversion" then Column BA (AMOUNT) only will be converted based on selected currency (Column L) and Column BB (TAXES) value (INR) will be added to the converted values.
Note on K586: gepadmin: 1. If you choose "Full Conversion" then Column BA (AMOUNT) and Column BB (TAXES) BOTH values will be convert based on selected Currency in (Column L). 2. If you choose "Partial Conversion" then Column BA (AMOUNT) only will be converted based on selected currency (Column L) and Column BB (TAXES) value (INR) will be added to the converted values.
Note on K587: gepadmin: 1. If you choose "Full Conversion" then Column BA (AMOUNT) and Column BB (TAXES) BOTH values will be convert based on selected Currency in (Column L). 2. If you choose "Partial Conversion" then Column BA (AMOUNT) only will be converted based on selected currency (Column L) and Column BB (TAXES) value (INR) will be added to the converted values.
Note on K588: gepadmin: 1. If you choose "Full Conversion" then Column BA (AMOUNT) and Column BB (TAXES) BOTH values will be convert based on selected Currency in (Column L). 2. If you choose "Partial Conversion" then Column BA (AMOUNT) only will be converted based on selected currency (Column L) and Column BB (TAXES) value (INR) will be added to the converted values.
Note on K589: gepadmin: 1. If you choose "Full Conversion" then Column BA (AMOUNT) and Column BB (TAXES) BOTH values will be convert based on selected Currency in (Column L). 2. If you choose "Partial Conversion" then Column BA (AMOUNT) only will be converted based on selected currency (Column L) and Column BB (TAXES) value (INR) will be added to the converted values.
Note on K591: gepadmin: 1. If you choose "Full Conversion" then Column BA (AMOUNT) and Column BB (TAXES) BOTH values will be convert based on selected Currency in (Column L). 2. If you choose "Partial Conversion" then Column BA (AMOUNT) only will be converted based on selected currency (Column L) and Column BB (TAXES) value (INR) will be added to the converted values.
Note on K593: gepadmin: 1. If you choose "Full Conversion" then Column BA (AMOUNT) and Column BB (TAXES) BOTH values will be convert based on selected Currency in (Column L). 2. If you choose "Partial Conversion" then Column BA (AMOUNT) only will be converted based on selected currency (Column L) and Column BB (TAXES) value (INR) will be added to the converted values.
Note on K594: gepadmin: 1. If you choose "Full Conversion" then Column BA (AMOUNT) and Column BB (TAXES) BOTH values will be convert based on selected Currency in (Column L). 2. If you choose "Partial Conversion" then Column BA (AMOUNT) only will be converted based on selected currency (Column L) and Column BB (TAXES) value (INR) will be added to the converted values.
Note on K595: gepadmin: 1. If you choose "Full Conversion" then Column BA (AMOUNT) and Column BB (TAXES) BOTH values will be convert based on selected Currency in (Column L). 2. If you choose "Partial Conversion" then Column BA (AMOUNT) only will be converted based on selected currency (Column L) and Column BB (TAXES) value (INR) will be added to the converted values.
Note on K597: gepadmin: 1. If you choose "Full Conversion" then Column BA (AMOUNT) and Column BB (TAXES) BOTH values will be convert based on selected Currency in (Column L). 2. If you choose "Partial Conversion" then Column BA (AMOUNT) only will be converted based on selected currency (Column L) and Column BB (TAXES) value (INR) will be added to the converted values.
Note on K599: gepadmin: 1. If you choose "Full Conversion" then Column BA (AMOUNT) and Column BB (TAXES) BOTH values will be convert based on selected Currency in (Column L). 2. If you choose "Partial Conversion" then Column BA (AMOUNT) only will be converted based on selected currency (Column L) and Column BB (TAXES) value (INR) will be added to the converted values.
Note on K600: gepadmin: 1. If you choose "Full Conversion" then Column BA (AMOUNT) and Column BB (TAXES) BOTH values will be convert based on selected Currency in (Column L). 2. If you choose "Partial Conversion" then Column BA (AMOUNT) only will be converted based on selected currency (Column L) and Column BB (TAXES) value (INR) will be added to the converted values.
Note on K602: gepadmin: 1. If you choose "Full Conversion" then Column BA (AMOUNT) and Column BB (TAXES) BOTH values will be convert based on selected Currency in (Column L). 2. If you choose "Partial Conversion" then Column BA (AMOUNT) only will be converted based on selected currency (Column L) and Column BB (TAXES) value (INR) will be added to the converted values.
Note on K603: gepadmin: 1. If you choose "Full Conversion" then Column BA (AMOUNT) and Column BB (TAXES) BOTH values will be convert based on selected Currency in (Column L). 2. If you choose "Partial Conversion" then Column BA (AMOUNT) only will be converted based on selected currency (Column L) and Column BB (TAXES) value (INR) will be added to the converted values.
Note on K606: gepadmin: 1. If you choose "Full Conversion" then Column BA (AMOUNT) and Column BB (TAXES) BOTH values will be convert based on selected Currency in (Column L). 2. If you choose "Partial Conversion" then Column BA (AMOUNT) only will be converted based on selected currency (Column L) and Column BB (TAXES) value (INR) will be added to the converted values.
Note on K607: gepadmin: 1. If you choose "Full Conversion" then Column BA (AMOUNT) and Column BB (TAXES) BOTH values will be convert based on selected Currency in (Column L). 2. If you choose "Partial Conversion" then Column BA (AMOUNT) only will be converted based on selected currency (Column L) and Column BB (TAXES) value (INR) will be added to the converted values.
Note on K609: gepadmin: 1. If you choose "Full Conversion" then Column BA (AMOUNT) and Column BB (TAXES) BOTH values will be convert based on selected Currency in (Column L). 2. If you choose "Partial Conversion" then Column BA (AMOUNT) only will be converted based on selected currency (Column L) and Column BB (TAXES) value (INR) will be added to the converted values.
Note on K610: gepadmin: 1. If you choose "Full Conversion" then Column BA (AMOUNT) and Column BB (TAXES) BOTH values will be convert based on selected Currency in (Column L). 2. If you choose "Partial Conversion" then Column BA (AMOUNT) only will be converted based on selected currency (Column L) and Column BB (TAXES) value (INR) will be added to the converted values.
Note on K611: gepadmin: 1. If you choose "Full Conversion" then Column BA (AMOUNT) and Column BB (TAXES) BOTH values will be convert based on selected Currency in (Column L). 2. If you choose "Partial Conversion" then Column BA (AMOUNT) only will be converted based on selected currency (Column L) and Column BB (TAXES) value (INR) will be added to the converted values.
Note on K612: gepadmin: 1. If you choose "Full Conversion" then Column BA (AMOUNT) and Column BB (TAXES) BOTH values will be convert based on selected Currency in (Column L). 2. If you choose "Partial Conversion" then Column BA (AMOUNT) only will be converted based on selected currency (Column L) and Column BB (TAXES) value (INR) will be added to the converted values.
Note on K614: gepadmin: 1. If you choose "Full Conversion" then Column BA (AMOUNT) and Column BB (TAXES) BOTH values will be convert based on selected Currency in (Column L). 2. If you choose "Partial Conversion" then Column BA (AMOUNT) only will be converted based on selected currency (Column L) and Column BB (TAXES) value (INR) will be added to the converted values.
Note on K615: gepadmin: 1. If you choose "Full Conversion" then Column BA (AMOUNT) and Column BB (TAXES) BOTH values will be convert based on selected Currency in (Column L). 2. If you choose "Partial Conversion" then Column BA (AMOUNT) only will be converted based on selected currency (Column L) and Column BB (TAXES) value (INR) will be added to the converted values.
Note on K618: gepadmin: 1. If you choose "Full Conversion" then Column BA (AMOUNT) and Column BB (TAXES) BOTH values will be convert based on selected Currency in (Column L). 2. If you choose "Partial Conversion" then Column BA (AMOUNT) only will be converted based on selected currency (Column L) and Column BB (TAXES) value (INR) will be added to the converted values.
Note on K620: gepadmin: 1. If you choose "Full Conversion" then Column BA (AMOUNT) and Column BB (TAXES) BOTH values will be convert based on selected Currency in (Column L). 2. If you choose "Partial Conversion" then Column BA (AMOUNT) only will be converted based on selected currency (Column L) and Column BB (TAXES) value (INR) will be added to the converted values.
Note on K621: gepadmin: 1. If you choose "Full Conversion" then Column BA (AMOUNT) and Column BB (TAXES) BOTH values will be convert based on selected Currency in (Column L). 2. If you choose "Partial Conversion" then Column BA (AMOUNT) only will be converted based on selected currency (Column L) and Column BB (TAXES) value (INR) will be added to the converted values.
Note on K622: gepadmin: 1. If you choose "Full Conversion" then Column BA (AMOUNT) and Column BB (TAXES) BOTH values will be convert based on selected Currency in (Column L). 2. If you choose "Partial Conversion" then Column BA (AMOUNT) only will be converted based on selected currency (Column L) and Column BB (TAXES) value (INR) will be added to the converted values.
Note on K624: gepadmin: 1. If you choose "Full Conversion" then Column BA (AMOUNT) and Column BB (TAXES) BOTH values will be convert based on selected Currency in (Column L). 2. If you choose "Partial Conversion" then Column BA (AMOUNT) only will be converted based on selected currency (Column L) and Column BB (TAXES) value (INR) will be added to the converted values.
Note on K627: gepadmin: 1. If you choose "Full Conversion" then Column BA (AMOUNT) and Column BB (TAXES) BOTH values will be convert based on selected Currency in (Column L). 2. If you choose "Partial Conversion" then Column BA (AMOUNT) only will be converted based on selected currency (Column L) and Column BB (TAXES) value (INR) will be added to the converted values.
Note on K629: gepadmin: 1. If you choose "Full Conversion" then Column BA (AMOUNT) and Column BB (TAXES) BOTH values will be convert based on selected Currency in (Column L). 2. If you choose "Partial Conversion" then Column BA (AMOUNT) only will be converted based on selected currency (Column L) and Column BB (TAXES) value (INR) will be added to the converted values.
Note on K630: gepadmin: 1. If you choose "Full Conversion" then Column BA (AMOUNT) and Column BB (TAXES) BOTH values will be convert based on selected Currency in (Column L). 2. If you choose "Partial Conversion" then Column BA (AMOUNT) only will be converted based on selected currency (Column L) and Column BB (TAXES) value (INR) will be added to the converted values.
Note on K631: gepadmin: 1. If you choose "Full Conversion" then Column BA (AMOUNT) and Column BB (TAXES) BOTH values will be convert based on selected Currency in (Column L). 2. If you choose "Partial Conversion" then Column BA (AMOUNT) only will be converted based on selected currency (Column L) and Column BB (TAXES) value (INR) will be added to the converted values.
Note on K633: gepadmin: 1. If you choose "Full Conversion" then Column BA (AMOUNT) and Column BB (TAXES) BOTH values will be convert based on selected Currency in (Column L). 2. If you choose "Partial Conversion" then Column BA (AMOUNT) only will be converted based on selected currency (Column L) and Column BB (TAXES) value (INR) will be added to the converted values.
Note on K636: gepadmin: 1. If you choose "Full Conversion" then Column BA (AMOUNT) and Column BB (TAXES) BOTH values will be convert based on selected Currency in (Column L). 2. If you choose "Partial Conversion" then Column BA (AMOUNT) only will be converted based on selected currency (Column L) and Column BB (TAXES) value (INR) will be added to the converted values.
Note on K638: gepadmin: 1. If you choose "Full Conversion" then Column BA (AMOUNT) and Column BB (TAXES) BOTH values will be convert based on selected Currency in (Column L). 2. If you choose "Partial Conversion" then Column BA (AMOUNT) only will be converted based on selected currency (Column L) and Column BB (TAXES) value (INR) will be added to the converted values.
Note on K640: gepadmin: 1. If you choose "Full Conversion" then Column BA (AMOUNT) and Column BB (TAXES) BOTH values will be convert based on selected Currency in (Column L). 2. If you choose "Partial Conversion" then Column BA (AMOUNT) only will be converted based on selected currency (Column L) and Column BB (TAXES) value (INR) will be added to the converted values.
Note on K641: gepadmin: 1. If you choose "Full Conversion" then Column BA (AMOUNT) and Column BB (TAXES) BOTH values will be convert based on selected Currency in (Column L). 2. If you choose "Partial Conversion" then Column BA (AMOUNT) only will be converted based on selected currency (Column L) and Column BB (TAXES) value (INR) will be added to the converted values.
Note on K642: gepadmin: 1. If you choose "Full Conversion" then Column BA (AMOUNT) and Column BB (TAXES) BOTH values will be convert based on selected Currency in (Column L). 2. If you choose "Partial Conversion" then Column BA (AMOUNT) only will be converted based on selected currency (Column L) and Column BB (TAXES) value (INR) will be added to the converted values.
Note on K644: gepadmin: 1. If you choose "Full Conversion" then Column BA (AMOUNT) and Column BB (TAXES) BOTH values will be convert based on selected Currency in (Column L). 2. If you choose "Partial Conversion" then Column BA (AMOUNT) only will be converted based on selected currency (Column L) and Column BB (TAXES) value (INR) will be added to the converted values.
Note on K646: gepadmin: 1. If you choose "Full Conversion" then Column BA (AMOUNT) and Column BB (TAXES) BOTH values will be convert based on selected Currency in (Column L). 2. If you choose "Partial Conversion" then Column BA (AMOUNT) only will be converted based on selected currency (Column L) and Column BB (TAXES) value (INR) will be added to the converted values.
Note on K647: gepadmin: 1. If you choose "Full Conversion" then Column BA (AMOUNT) and Column BB (TAXES) BOTH values will be convert based on selected Currency in (Column L). 2. If you choose "Partial Conversion" then Column BA (AMOUNT) only will be converted based on selected currency (Column L) and Column BB (TAXES) value (INR) will be added to the converted values.
Note on K648: gepadmin: 1. If you choose "Full Conversion" then Column BA (AMOUNT) and Column BB (TAXES) BOTH values will be convert based on selected Currency in (Column L). 2. If you choose "Partial Conversion" then Column BA (AMOUNT) only will be converted based on selected currency (Column L) and Column BB (TAXES) value (INR) will be added to the converted values.
Note on K649: gepadmin: 1. If you choose "Full Conversion" then Column BA (AMOUNT) and Column BB (TAXES) BOTH values will be convert based on selected Currency in (Column L). 2. If you choose "Partial Conversion" then Column BA (AMOUNT) only will be converted based on selected currency (Column L) and Column BB (TAXES) value (INR) will be added to the converted values.
Note on K652: gepadmin: 1. If you choose "Full Conversion" then Column BA (AMOUNT) and Column BB (TAXES) BOTH values will be convert based on selected Currency in (Column L). 2. If you choose "Partial Conversion" then Column BA (AMOUNT) only will be converted based on selected currency (Column L) and Column BB (TAXES) value (INR) will be added to the converted values.
Note on K653: gepadmin: 1. If you choose "Full Conversion" then Column BA (AMOUNT) and Column BB (TAXES) BOTH values will be convert based on selected Currency in (Column L). 2. If you choose "Partial Conversion" then Column BA (AMOUNT) only will be converted based on selected currency (Column L) and Column BB (TAXES) value (INR) will be added to the converted values.
Note on K654: gepadmin: 1. If you choose "Full Conversion" then Column BA (AMOUNT) and Column BB (TAXES) BOTH values will be convert based on selected Currency in (Column L). 2. If you choose "Partial Conversion" then Column BA (AMOUNT) only will be converted based on selected currency (Column L) and Column BB (TAXES) value (INR) will be added to the converted values.
Note on K655: gepadmin: 1. If you choose "Full Conversion" then Column BA (AMOUNT) and Column BB (TAXES) BOTH values will be convert based on selected Currency in (Column L). 2. If you choose "Partial Conversion" then Column BA (AMOUNT) only will be converted based on selected currency (Column L) and Column BB (TAXES) value (INR) will be added to the converted values.
Note on K656: gepadmin: 1. If you choose "Full Conversion" then Column BA (AMOUNT) and Column BB (TAXES) BOTH values will be convert based on selected Currency in (Column L). 2. If you choose "Partial Conversion" then Column BA (AMOUNT) only will be converted based on selected currency (Column L) and Column BB (TAXES) value (INR) will be added to the converted values.
Note on K657: gepadmin: 1. If you choose "Full Conversion" then Column BA (AMOUNT) and Column BB (TAXES) BOTH values will be convert based on selected Currency in (Column L). 2. If you choose "Partial Conversion" then Column BA (AMOUNT) only will be converted based on selected currency (Column L) and Column BB (TAXES) value (INR) will be added to the converted values.
Note on K659: gepadmin: 1. If you choose "Full Conversion" then Column BA (AMOUNT) and Column BB (TAXES) BOTH values will be convert based on selected Currency in (Column L). 2. If you choose "Partial Conversion" then Column BA (AMOUNT) only will be converted based on selected currency (Column L) and Column BB (TAXES) value (INR) will be added to the converted values.
Note on K660: gepadmin: 1. If you choose "Full Conversion" then Column BA (AMOUNT) and Column BB (TAXES) BOTH values will be convert based on selected Currency in (Column L). 2. If you choose "Partial Conversion" then Column BA (AMOUNT) only will be converted based on selected currency (Column L) and Column BB (TAXES) value (INR) will be added to the converted values.
Note on K661: gepadmin: 1. If you choose "Full Conversion" then Column BA (AMOUNT) and Column BB (TAXES) BOTH values will be convert based on selected Currency in (Column L). 2. If you choose "Partial Conversion" then Column BA (AMOUNT) only will be converted based on selected currency (Column L) and Column BB (TAXES) value (INR) will be added to the converted values.
Note on K662: gepadmin: 1. If you choose "Full Conversion" then Column BA (AMOUNT) and Column BB (TAXES) BOTH values will be convert based on selected Currency in (Column L). 2. If you choose "Partial Conversion" then Column BA (AMOUNT) only will be converted based on selected currency (Column L) and Column BB (TAXES) value (INR) will be added to the converted values.
Note on K663: gepadmin: 1. If you choose "Full Conversion" then Column BA (AMOUNT) and Column BB (TAXES) BOTH values will be convert based on selected Currency in (Column L). 2. If you choose "Partial Conversion" then Column BA (AMOUNT) only will be converted based on selected currency (Column L) and Column BB (TAXES) value (INR) will be added to the converted values.
Note on K664: gepadmin: 1. If you choose "Full Conversion" then Column BA (AMOUNT) and Column BB (TAXES) BOTH values will be convert based on selected Currency in (Column L). 2. If you choose "Partial Conversion" then Column BA (AMOUNT) only will be converted based on selected currency (Column L) and Column BB (TAXES) value (INR) will be added to the converted values.
Note on K666: gepadmin: 1. If you choose "Full Conversion" then Column BA (AMOUNT) and Column BB (TAXES) BOTH values will be convert based on selected Currency in (Column L). 2. If you choose "Partial Conversion" then Column BA (AMOUNT) only will be converted based on selected currency (Column L) and Column BB (TAXES) value (INR) will be added to the converted values.
Note on K667: gepadmin: 1. If you choose "Full Conversion" then Column BA (AMOUNT) and Column BB (TAXES) BOTH values will be convert based on selected Currency in (Column L). 2. If you choose "Partial Conversion" then Column BA (AMOUNT) only will be converted based on selected currency (Column L) and Column BB (TAXES) value (INR) will be added to the converted values.
Note on K669: gepadmin: 1. If you choose "Full Conversion" then Column BA (AMOUNT) and Column BB (TAXES) BOTH values will be convert based on selected Currency in (Column L). 2. If you choose "Partial Conversion" then Column BA (AMOUNT) only will be converted based on selected currency (Column L) and Column BB (TAXES) value (INR) will be added to the converted values.
Note on K670: gepadmin: 1. If you choose "Full Conversion" then Column BA (AMOUNT) and Column BB (TAXES) BOTH values will be convert based on selected Currency in (Column L). 2. If you choose "Partial Conversion" then Column BA (AMOUNT) only will be converted based on selected currency (Column L) and Column BB (TAXES) value (INR) will be added to the converted values.
Note on K671: gepadmin: 1. If you choose "Full Conversion" then Column BA (AMOUNT) and Column BB (TAXES) BOTH values will be convert based on selected Currency in (Column L). 2. If you choose "Partial Conversion" then Column BA (AMOUNT) only will be converted based on selected currency (Column L) and Column BB (TAXES) value (INR) will be added to the converted values.
Note on K672: gepadmin: 1. If you choose "Full Conversion" then Column BA (AMOUNT) and Column BB (TAXES) BOTH values will be convert based on selected Currency in (Column L). 2. If you choose "Partial Conversion" then Column BA (AMOUNT) only will be converted based on selected currency (Column L) and Column BB (TAXES) value (INR) will be added to the converted values.
Note on K673: gepadmin: 1. If you choose "Full Conversion" then Column BA (AMOUNT) and Column BB (TAXES) BOTH values will be convert based on selected Currency in (Column L). 2. If you choose "Partial Conversion" then Column BA (AMOUNT) only will be converted based on selected currency (Column L) and Column BB (TAXES) value (INR) will be added to the converted values.
Note on K674: gepadmin: 1. If you choose "Full Conversion" then Column BA (AMOUNT) and Column BB (TAXES) BOTH values will be convert based on selected Currency in (Column L). 2. If you choose "Partial Conversion" then Column BA (AMOUNT) only will be converted based on selected currency (Column L) and Column BB (TAXES) value (INR) will be added to the converted values.
Note on K676: gepadmin: 1. If you choose "Full Conversion" then Column BA (AMOUNT) and Column BB (TAXES) BOTH values will be convert based on selected Currency in (Column L). 2. If you choose "Partial Conversion" then Column BA (AMOUNT) only will be converted based on selected currency (Column L) and Column BB (TAXES) value (INR) will be added to the converted values.
Note on K677: gepadmin: 1. If you choose "Full Conversion" then Column BA (AMOUNT) and Column BB (TAXES) BOTH values will be convert based on selected Currency in (Column L). 2. If you choose "Partial Conversion" then Column BA (AMOUNT) only will be converted based on selected currency (Column L) and Column BB (TAXES) value (INR) will be added to the converted values.
Note on K679: gepadmin: 1. If you choose "Full Conversion" then Column BA (AMOUNT) and Column BB (TAXES) BOTH values will be convert based on selected Currency in (Column L). 2. If you choose "Partial Conversion" then Column BA (AMOUNT) only will be converted based on selected currency (Column L) and Column BB (TAXES) value (INR) will be added to the converted values.
Note on K680: gepadmin: 1. If you choose "Full Conversion" then Column BA (AMOUNT) and Column BB (TAXES) BOTH values will be convert based on selected Currency in (Column L). 2. If you choose "Partial Conversion" then Column BA (AMOUNT) only will be converted based on selected currency (Column L) and Column BB (TAXES) value (INR) will be added to the converted values.
Note on K682: gepadmin: 1. If you choose "Full Conversion" then Column BA (AMOUNT) and Column BB (TAXES) BOTH values will be convert based on selected Currency in (Column L). 2. If you choose "Partial Conversion" then Column BA (AMOUNT) only will be converted based on selected currency (Column L) and Column BB (TAXES) value (INR) will be added to the converted values.
Note on K683: gepadmin: 1. If you choose "Full Conversion" then Column BA (AMOUNT) and Column BB (TAXES) BOTH values will be convert based on selected Currency in (Column L). 2. If you choose "Partial Conversion" then Column BA (AMOUNT) only will be converted based on selected currency (Column L) and Column BB (TAXES) value (INR) will be added to the converted values.
Note on K685: gepadmin: 1. If you choose "Full Conversion" then Column BA (AMOUNT) and Column BB (TAXES) BOTH values will be convert based on selected Currency in (Column L). 2. If you choose "Partial Conversion" then Column BA (AMOUNT) only will be converted based on selected currency (Column L) and Column BB (TAXES) value (INR) will be added to the converted values.
Note on K686: gepadmin: 1. If you choose "Full Conversion" then Column BA (AMOUNT) and Column BB (TAXES) BOTH values will be convert based on selected Currency in (Column L). 2. If you choose "Partial Conversion" then Column BA (AMOUNT) only will be converted based on selected currency (Column L) and Column BB (TAXES) value (INR) will be added to the converted values.
Note on K687: gepadmin: 1. If you choose "Full Conversion" then Column BA (AMOUNT) and Column BB (TAXES) BOTH values will be convert based on selected Currency in (Column L). 2. If you choose "Partial Conversion" then Column BA (AMOUNT) only will be converted based on selected currency (Column L) and Column BB (TAXES) value (INR) will be added to the converted values.
Note on K688: gepadmin: 1. If you choose "Full Conversion" then Column BA (AMOUNT) and Column BB (TAXES) BOTH values will be convert based on selected Currency in (Column L). 2. If you choose "Partial Conversion" then Column BA (AMOUNT) only will be converted based on selected currency (Column L) and Column BB (TAXES) value (INR) will be added to the converted values.
Note on K689: gepadmin: 1. If you choose "Full Conversion" then Column BA (AMOUNT) and Column BB (TAXES) BOTH values will be convert based on selected Currency in (Column L). 2. If you choose "Partial Conversion" then Column BA (AMOUNT) only will be converted based on selected currency (Column L) and Column BB (TAXES) value (INR) will be added to the converted values.
Note on K690: gepadmin: 1. If you choose "Full Conversion" then Column BA (AMOUNT) and Column BB (TAXES) BOTH values will be convert based on selected Currency in (Column L). 2. If you choose "Partial Conversion" then Column BA (AMOUNT) only will be converted based on selected currency (Column L) and Column BB (TAXES) value (INR) will be added to the converted values.
Note on K691: gepadmin: 1. If you choose "Full Conversion" then Column BA (AMOUNT) and Column BB (TAXES) BOTH values will be convert based on selected Currency in (Column L). 2. If you choose "Partial Conversion" then Column BA (AMOUNT) only will be converted based on selected currency (Column L) and Column BB (TAXES) value (INR) will be added to the converted values.
Note on K693: gepadmin: 1. If you choose "Full Conversion" then Column BA (AMOUNT) and Column BB (TAXES) BOTH values will be convert based on selected Currency in (Column L). 2. If you choose "Partial Conversion" then Column BA (AMOUNT) only will be converted based on selected currency (Column L) and Column BB (TAXES) value (INR) will be added to the converted values.
Note on K694: gepadmin: 1. If you choose "Full Conversion" then Column BA (AMOUNT) and Column BB (TAXES) BOTH values will be convert based on selected Currency in (Column L). 2. If you choose "Partial Conversion" then Column BA (AMOUNT) only will be converted based on selected currency (Column L) and Column BB (TAXES) value (INR) will be added to the converted values.
Note on K695: gepadmin: 1. If you choose "Full Conversion" then Column BA (AMOUNT) and Column BB (TAXES) BOTH values will be convert based on selected Currency in (Column L). 2. If you choose "Partial Conversion" then Column BA (AMOUNT) only will be converted based on selected currency (Column L) and Column BB (TAXES) value (INR) will be added to the converted values.
Note on K698: gepadmin: 1. If you choose "Full Conversion" then Column BA (AMOUNT) and Column BB (TAXES) BOTH values will be convert based on selected Currency in (Column L). 2. If you choose "Partial Conversion" then Column BA (AMOUNT) only will be converted based on selected currency (Column L) and Column BB (TAXES) value (INR) will be added to the converted values.
Note on K700: gepadmin: 1. If you choose "Full Conversion" then Column BA (AMOUNT) and Column BB (TAXES) BOTH values will be convert based on selected Currency in (Column L). 2. If you choose "Partial Conversion" then Column BA (AMOUNT) only will be converted based on selected currency (Column L) and Column BB (TAXES) value (INR) will be added to the converted values.
Note on K702: gepadmin: 1. If you choose "Full Conversion" then Column BA (AMOUNT) and Column BB (TAXES) BOTH values will be convert based on selected Currency in (Column L). 2. If you choose "Partial Conversion" then Column BA (AMOUNT) only will be converted based on selected currency (Column L) and Column BB (TAXES) value (INR) will be added to the converted values.
Note on K704: gepadmin: 1. If you choose "Full Conversion" then Column BA (AMOUNT) and Column BB (TAXES) BOTH values will be convert based on selected Currency in (Column L). 2. If you choose "Partial Conversion" then Column BA (AMOUNT) only will be converted based on selected currency (Column L) and Column BB (TAXES) value (INR) will be added to the converted values.
Note on K705: gepadmin: 1. If you choose "Full Conversion" then Column BA (AMOUNT) and Column BB (TAXES) BOTH values will be convert based on selected Currency in (Column L). 2. If you choose "Partial Conversion" then Column BA (AMOUNT) only will be converted based on selected currency (Column L) and Column BB (TAXES) value (INR) will be added to the converted values.
Note on K706: gepadmin: 1. If you choose "Full Conversion" then Column BA (AMOUNT) and Column BB (TAXES) BOTH values will be convert based on selected Currency in (Column L). 2. If you choose "Partial Conversion" then Column BA (AMOUNT) only will be converted based on selected currency (Column L) and Column BB (TAXES) value (INR) will be added to the converted values.
Note on K707: gepadmin: 1. If you choose "Full Conversion" then Column BA (AMOUNT) and Column BB (TAXES) BOTH values will be convert based on selected Currency in (Column L). 2. If you choose "Partial Conversion" then Column BA (AMOUNT) only will be converted based on selected currency (Column L) and Column BB (TAXES) value (INR) will be added to the converted values.
Note on K709: gepadmin: 1. If you choose "Full Conversion" then Column BA (AMOUNT) and Column BB (TAXES) BOTH values will be convert based on selected Currency in (Column L). 2. If you choose "Partial Conversion" then Column BA (AMOUNT) only will be converted based on selected currency (Column L) and Column BB (TAXES) value (INR) will be added to the converted values.
Note on K710: gepadmin: 1. If you choose "Full Conversion" then Column BA (AMOUNT) and Column BB (TAXES) BOTH values will be convert based on selected Currency in (Column L). 2. If you choose "Partial Conversion" then Column BA (AMOUNT) only will be converted based on selected currency (Column L) and Column BB (TAXES) value (INR) will be added to the converted values.
Note on K711: gepadmin: 1. If you choose "Full Conversion" then Column BA (AMOUNT) and Column BB (TAXES) BOTH values will be convert based on selected Currency in (Column L). 2. If you choose "Partial Conversion" then Column BA (AMOUNT) only will be converted based on selected currency (Column L) and Column BB (TAXES) value (INR) will be added to the converted values.
Note on K712: gepadmin: 1. If you choose "Full Conversion" then Column BA (AMOUNT) and Column BB (TAXES) BOTH values will be convert based on selected Currency in (Column L). 2. If you choose "Partial Conversion" then Column BA (AMOUNT) only will be converted based on selected currency (Column L) and Column BB (TAXES) value (INR) will be added to the converted values.
Note on K713: gepadmin: 1. If you choose "Full Conversion" then Column BA (AMOUNT) and Column BB (TAXES) BOTH values will be convert based on selected Currency in (Column L). 2. If you choose "Partial Conversion" then Column BA (AMOUNT) only will be converted based on selected currency (Column L) and Column BB (TAXES) value (INR) will be added to the converted values.
Note on K714: gepadmin: 1. If you choose "Full Conversion" then Column BA (AMOUNT) and Column BB (TAXES) BOTH values will be convert based on selected Currency in (Column L). 2. If you choose "Partial Conversion" then Column BA (AMOUNT) only will be converted based on selected currency (Column L) and Column BB (TAXES) value (INR) will be added to the converted values.
Note on K716: gepadmin: 1. If you choose "Full Conversion" then Column BA (AMOUNT) and Column BB (TAXES) BOTH values will be convert based on selected Currency in (Column L). 2. If you choose "Partial Conversion" then Column BA (AMOUNT) only will be converted based on selected currency (Column L) and Column BB (TAXES) value (INR) will be added to the converted values.
Note on K717: gepadmin: 1. If you choose "Full Conversion" then Column BA (AMOUNT) and Column BB (TAXES) BOTH values will be convert based on selected Currency in (Column L). 2. If you choose "Partial Conversion" then Column BA (AMOUNT) only will be converted based on selected currency (Column L) and Column BB (TAXES) value (INR) will be added to the converted values.
Note on K718: gepadmin: 1. If you choose "Full Conversion" then Column BA (AMOUNT) and Column BB (TAXES) BOTH values will be convert based on selected Currency in (Column L). 2. If you choose "Partial Conversion" then Column BA (AMOUNT) only will be converted based on selected currency (Column L) and Column BB (TAXES) value (INR) will be added to the converted values.
Note on K719: gepadmin: 1. If you choose "Full Conversion" then Column BA (AMOUNT) and Column BB (TAXES) BOTH values will be convert based on selected Currency in (Column L). 2. If you choose "Partial Conversion" then Column BA (AMOUNT) only will be converted based on selected currency (Column L) and Column BB (TAXES) value (INR) will be added to the converted values.
Note on K720: gepadmin: 1. If you choose "Full Conversion" then Column BA (AMOUNT) and Column BB (TAXES) BOTH values will be convert based on selected Currency in (Column L). 2. If you choose "Partial Conversion" then Column BA (AMOUNT) only will be converted based on selected currency (Column L) and Column BB (TAXES) value (INR) will be added to the converted values.
Note on K721: gepadmin: 1. If you choose "Full Conversion" then Column BA (AMOUNT) and Column BB (TAXES) BOTH values will be convert based on selected Currency in (Column L). 2. If you choose "Partial Conversion" then Column BA (AMOUNT) only will be converted based on selected currency (Column L) and Column BB (TAXES) value (INR) will be added to the converted values.
Note on K722: gepadmin: 1. If you choose "Full Conversion" then Column BA (AMOUNT) and Column BB (TAXES) BOTH values will be convert based on selected Currency in (Column L). 2. If you choose "Partial Conversion" then Column BA (AMOUNT) only will be converted based on selected currency (Column L) and Column BB (TAXES) value (INR) will be added to the converted values.
Note on K723: gepadmin: 1. If you choose "Full Conversion" then Column BA (AMOUNT) and Column BB (TAXES) BOTH values will be convert based on selected Currency in (Column L). 2. If you choose "Partial Conversion" then Column BA (AMOUNT) only will be converted based on selected currency (Column L) and Column BB (TAXES) value (INR) will be added to the converted values.
Note on K724: gepadmin: 1. If you choose "Full Conversion" then Column BA (AMOUNT) and Column BB (TAXES) BOTH values will be convert based on selected Currency in (Column L). 2. If you choose "Partial Conversion" then Column BA (AMOUNT) only will be converted based on selected currency (Column L) and Column BB (TAXES) value (INR) will be added to the converted values.
Note on K726: gepadmin: 1. If you choose "Full Conversion" then Column BA (AMOUNT) and Column BB (TAXES) BOTH values will be convert based on selected Currency in (Column L). 2. If you choose "Partial Conversion" then Column BA (AMOUNT) only will be converted based on selected currency (Column L) and Column BB (TAXES) value (INR) will be added to the converted values.
Note on K728: gepadmin: 1. If you choose "Full Conversion" then Column BA (AMOUNT) and Column BB (TAXES) BOTH values will be convert based on selected Currency in (Column L). 2. If you choose "Partial Conversion" then Column BA (AMOUNT) only will be converted based on selected currency (Column L) and Column BB (TAXES) value (INR) will be added to the converted values.
Note on K730: gepadmin: 1. If you choose "Full Conversion" then Column BA (AMOUNT) and Column BB (TAXES) BOTH values will be convert based on selected Currency in (Column L). 2. If you choose "Partial Conversion" then Column BA (AMOUNT) only will be converted based on selected currency (Column L) and Column BB (TAXES) value (INR) will be added to the converted values.
Note on K732: gepadmin: 1. If you choose "Full Conversion" then Column BA (AMOUNT) and Column BB (TAXES) BOTH values will be convert based on selected Currency in (Column L). 2. If you choose "Partial Conversion" then Column BA (AMOUNT) only will be converted based on selected currency (Column L) and Column BB (TAXES) value (INR) will be added to the converted values.
Note on K734: gepadmin: 1. If you choose "Full Conversion" then Column BA (AMOUNT) and Column BB (TAXES) BOTH values will be convert based on selected Currency in (Column L). 2. If you choose "Partial Conversion" then Column BA (AMOUNT) only will be converted based on selected currency (Column L) and Column BB (TAXES) value (INR) will be added to the converted values.
Note on K735: gepadmin: 1. If you choose "Full Conversion" then Column BA (AMOUNT) and Column BB (TAXES) BOTH values will be convert based on selected Currency in (Column L). 2. If you choose "Partial Conversion" then Column BA (AMOUNT) only will be converted based on selected currency (Column L) and Column BB (TAXES) value (INR) will be added to the converted values.
Note on K737: gepadmin: 1. If you choose "Full Conversion" then Column BA (AMOUNT) and Column BB (TAXES) BOTH values will be convert based on selected Currency in (Column L). 2. If you choose "Partial Conversion" then Column BA (AMOUNT) only will be converted based on selected currency (Column L) and Column BB (TAXES) value (INR) will be added to the converted values.
Note on K738: gepadmin: 1. If you choose "Full Conversion" then Column BA (AMOUNT) and Column BB (TAXES) BOTH values will be convert based on selected Currency in (Column L). 2. If you choose "Partial Conversion" then Column BA (AMOUNT) only will be converted based on selected currency (Column L) and Column BB (TAXES) value (INR) will be added to the converted values.
Note on K739: gepadmin: 1. If you choose "Full Conversion" then Column BA (AMOUNT) and Column BB (TAXES) BOTH values will be convert based on selected Currency in (Column L). 2. If you choose "Partial Conversion" then Column BA (AMOUNT) only will be converted based on selected currency (Column L) and Column BB (TAXES) value (INR) will be added to the converted values.
Note on K740: gepadmin: 1. If you choose "Full Conversion" then Column BA (AMOUNT) and Column BB (TAXES) BOTH values will be convert based on selected Currency in (Column L). 2. If you choose "Partial Conversion" then Column BA (AMOUNT) only will be converted based on selected currency (Column L) and Column BB (TAXES) value (INR) will be added to the converted values.
Note on K743: gepadmin: 1. If you choose "Full Conversion" then Column BA (AMOUNT) and Column BB (TAXES) BOTH values will be convert based on selected Currency in (Column L). 2. If you choose "Partial Conversion" then Column BA (AMOUNT) only will be converted based on selected currency (Column L) and Column BB (TAXES) value (INR) will be added to the converted values.
Note on K744: gepadmin: 1. If you choose "Full Conversion" then Column BA (AMOUNT) and Column BB (TAXES) BOTH values will be convert based on selected Currency in (Column L). 2. If you choose "Partial Conversion" then Column BA (AMOUNT) only will be converted based on selected currency (Column L) and Column BB (TAXES) value (INR) will be added to the converted values.
Note on K746: gepadmin: 1. If you choose "Full Conversion" then Column BA (AMOUNT) and Column BB (TAXES) BOTH values will be convert based on selected Currency in (Column L). 2. If you choose "Partial Conversion" then Column BA (AMOUNT) only will be converted based on selected currency (Column L) and Column BB (TAXES) value (INR) will be added to the converted values.
Note on K747: gepadmin: 1. If you choose "Full Conversion" then Column BA (AMOUNT) and Column BB (TAXES) BOTH values will be convert based on selected Currency in (Column L). 2. If you choose "Partial Conversion" then Column BA (AMOUNT) only will be converted based on selected currency (Column L) and Column BB (TAXES) value (INR) will be added to the converted values.
Note on K750: gepadmin: 1. If you choose "Full Conversion" then Column BA (AMOUNT) and Column BB (TAXES) BOTH values will be convert based on selected Currency in (Column L). 2. If you choose "Partial Conversion" then Column BA (AMOUNT) only will be converted based on selected currency (Column L) and Column BB (TAXES) value (INR) will be added to the converted values.
Note on K752: gepadmin: 1. If you choose "Full Conversion" then Column BA (AMOUNT) and Column BB (TAXES) BOTH values will be convert based on selected Currency in (Column L). 2. If you choose "Partial Conversion" then Column BA (AMOUNT) only will be converted based on selected currency (Column L) and Column BB (TAXES) value (INR) will be added to the converted values.
Note on K754: gepadmin: 1. If you choose "Full Conversion" then Column BA (AMOUNT) and Column BB (TAXES) BOTH values will be convert based on selected Currency in (Column L). 2. If you choose "Partial Conversion" then Column BA (AMOUNT) only will be converted based on selected currency (Column L) and Column BB (TAXES) value (INR) will be added to the converted values.
Note on K755: gepadmin: 1. If you choose "Full Conversion" then Column BA (AMOUNT) and Column BB (TAXES) BOTH values will be convert based on selected Currency in (Column L). 2. If you choose "Partial Conversion" then Column BA (AMOUNT) only will be converted based on selected currency (Column L) and Column BB (TAXES) value (INR) will be added to the converted values.
Note on K757: gepadmin: 1. If you choose "Full Conversion" then Column BA (AMOUNT) and Column BB (TAXES) BOTH values will be convert based on selected Currency in (Column L). 2. If you choose "Partial Conversion" then Column BA (AMOUNT) only will be converted based on selected currency (Column L) and Column BB (TAXES) value (INR) will be added to the converted values.
Note on K758: gepadmin: 1. If you choose "Full Conversion" then Column BA (AMOUNT) and Column BB (TAXES) BOTH values will be convert based on selected Currency in (Column L). 2. If you choose "Partial Conversion" then Column BA (AMOUNT) only will be converted based on selected currency (Column L) and Column BB (TAXES) value (INR) will be added to the converted values.
Note on K761: gepadmin: 1. If you choose "Full Conversion" then Column BA (AMOUNT) and Column BB (TAXES) BOTH values will be convert based on selected Currency in (Column L). 2. If you choose "Partial Conversion" then Column BA (AMOUNT) only will be converted based on selected currency (Column L) and Column BB (TAXES) value (INR) will be added to the converted values.
Note on K763: gepadmin: 1. If you choose "Full Conversion" then Column BA (AMOUNT) and Column BB (TAXES) BOTH values will be convert based on selected Currency in (Column L). 2. If you choose "Partial Conversion" then Column BA (AMOUNT) only will be converted based on selected currency (Column L) and Column BB (TAXES) value (INR) will be added to the converted values.
Note on K766: gepadmin: 1. If you choose "Full Conversion" then Column BA (AMOUNT) and Column BB (TAXES) BOTH values will be convert based on selected Currency in (Column L). 2. If you choose "Partial Conversion" then Column BA (AMOUNT) only will be converted based on selected currency (Column L) and Column BB (TAXES) value (INR) will be added to the converted values.
Note on K768: gepadmin: 1. If you choose "Full Conversion" then Column BA (AMOUNT) and Column BB (TAXES) BOTH values will be convert based on selected Currency in (Column L). 2. If you choose "Partial Conversion" then Column BA (AMOUNT) only will be converted based on selected currency (Column L) and Column BB (TAXES) value (INR) will be added to the converted values.
Note on K770: gepadmin: 1. If you choose "Full Conversion" then Column BA (AMOUNT) and Column BB (TAXES) BOTH values will be convert based on selected Currency in (Column L). 2. If you choose "Partial Conversion" then Column BA (AMOUNT) only will be converted based on selected currency (Column L) and Column BB (TAXES) value (INR) will be added to the converted values.
Note on K771: gepadmin: 1. If you choose "Full Conversion" then Column BA (AMOUNT) and Column BB (TAXES) BOTH values will be convert based on selected Currency in (Column L). 2. If you choose "Partial Conversion" then Column BA (AMOUNT) only will be converted based on selected currency (Column L) and Column BB (TAXES) value (INR) will be added to the converted values.
Note on K773: gepadmin: 1. If you choose "Full Conversion" then Column BA (AMOUNT) and Column BB (TAXES) BOTH values will be convert based on selected Currency in (Column L). 2. If you choose "Partial Conversion" then Column BA (AMOUNT) only will be converted based on selected currency (Column L) and Column BB (TAXES) value (INR) will be added to the converted values.
Note on K774: gepadmin: 1. If you choose "Full Conversion" then Column BA (AMOUNT) and Column BB (TAXES) BOTH values will be convert based on selected Currency in (Column L). 2. If you choose "Partial Conversion" then Column BA (AMOUNT) only will be converted based on selected currency (Column L) and Column BB (TAXES) value (INR) will be added to the converted values.
Note on K776: gepadmin: 1. If you choose "Full Conversion" then Column BA (AMOUNT) and Column BB (TAXES) BOTH values will be convert based on selected Currency in (Column L). 2. If you choose "Partial Conversion" then Column BA (AMOUNT) only will be converted based on selected currency (Column L) and Column BB (TAXES) value (INR) will be added to the converted values.
Note on K777: gepadmin: 1. If you choose "Full Conversion" then Column BA (AMOUNT) and Column BB (TAXES) BOTH values will be convert based on selected Currency in (Column L). 2. If you choose "Partial Conversion" then Column BA (AMOUNT) only will be converted based on selected currency (Column L) and Column BB (TAXES) value (INR) will be added to the converted values.
Note on K779: gepadmin: 1. If you choose "Full Conversion" then Column BA (AMOUNT) and Column BB (TAXES) BOTH values will be convert based on selected Currency in (Column L). 2. If you choose "Partial Conversion" then Column BA (AMOUNT) only will be converted based on selected currency (Column L) and Column BB (TAXES) value (INR) will be added to the converted values.
Note on K781: gepadmin: 1. If you choose "Full Conversion" then Column BA (AMOUNT) and Column BB (TAXES) BOTH values will be convert based on selected Currency in (Column L). 2. If you choose "Partial Conversion" then Column BA (AMOUNT) only will be converted based on selected currency (Column L) and Column BB (TAXES) value (INR) will be added to the converted values.
Note on K785: gepadmin: 1. If you choose "Full Conversion" then Column BA (AMOUNT) and Column BB (TAXES) BOTH values will be convert based on selected Currency in (Column L). 2. If you choose "Partial Conversion" then Column BA (AMOUNT) only will be converted based on selected currency (Column L) and Column BB (TAXES) value (INR) will be added to the converted values.
Note on K786: gepadmin: 1. If you choose "Full Conversion" then Column BA (AMOUNT) and Column BB (TAXES) BOTH values will be convert based on selected Currency in (Column L). 2. If you choose "Partial Conversion" then Column BA (AMOUNT) only will be converted based on selected currency (Column L) and Column BB (TAXES) value (INR) will be added to the converted values.
Note on K788: gepadmin: 1. If you choose "Full Conversion" then Column BA (AMOUNT) and Column BB (TAXES) BOTH values will be convert based on selected Currency in (Column L). 2. If you choose "Partial Conversion" then Column BA (AMOUNT) only will be converted based on selected currency (Column L) and Column BB (TAXES) value (INR) will be added to the converted values.
Note on K789: gepadmin: 1. If you choose "Full Conversion" then Column BA (AMOUNT) and Column BB (TAXES) BOTH values will be convert based on selected Currency in (Column L). 2. If you choose "Partial Conversion" then Column BA (AMOUNT) only will be converted based on selected currency (Column L) and Column BB (TAXES) value (INR) will be added to the converted values.
Note on K791: gepadmin: 1. If you choose "Full Conversion" then Column BA (AMOUNT) and Column BB (TAXES) BOTH values will be convert based on selected Currency in (Column L). 2. If you choose "Partial Conversion" then Column BA (AMOUNT) only will be converted based on selected currency (Column L) and Column BB (TAXES) value (INR) will be added to the converted values.
Note on K792: gepadmin: 1. If you choose "Full Conversion" then Column BA (AMOUNT) and Column BB (TAXES) BOTH values will be convert based on selected Currency in (Column L). 2. If you choose "Partial Conversion" then Column BA (AMOUNT) only will be converted based on selected currency (Column L) and Column BB (TAXES) value (INR) will be added to the converted values.
Note on K794: gepadmin: 1. If you choose "Full Conversion" then Column BA (AMOUNT) and Column BB (TAXES) BOTH values will be convert based on selected Currency in (Column L). 2. If you choose "Partial Conversion" then Column BA (AMOUNT) only will be converted based on selected currency (Column L) and Column BB (TAXES) value (INR) will be added to the converted values.
Note on K796: gepadmin: 1. If you choose "Full Conversion" then Column BA (AMOUNT) and Column BB (TAXES) BOTH values will be convert based on selected Currency in (Column L). 2. If you choose "Partial Conversion" then Column BA (AMOUNT) only will be converted based on selected currency (Column L) and Column BB (TAXES) value (INR) will be added to the converted values.
Note on K797: gepadmin: 1. If you choose "Full Conversion" then Column BA (AMOUNT) and Column BB (TAXES) BOTH values will be convert based on selected Currency in (Column L). 2. If you choose "Partial Conversion" then Column BA (AMOUNT) only will be converted based on selected currency (Column L) and Column BB (TAXES) value (INR) will be added to the converted values.
Note on K798: gepadmin: 1. If you choose "Full Conversion" then Column BA (AMOUNT) and Column BB (TAXES) BOTH values will be convert based on selected Currency in (Column L). 2. If you choose "Partial Conversion" then Column BA (AMOUNT) only will be converted based on selected currency (Column L) and Column BB (TAXES) value (INR) will be added to the converted values.
Note on K800: gepadmin: 1. If you choose "Full Conversion" then Column BA (AMOUNT) and Column BB (TAXES) BOTH values will be convert based on selected Currency in (Column L). 2. If you choose "Partial Conversion" then Column BA (AMOUNT) only will be converted based on selected currency (Column L) and Column BB (TAXES) value (INR) will be added to the converted values.
Note on K802: gepadmin: 1. If you choose "Full Conversion" then Column BA (AMOUNT) and Column BB (TAXES) BOTH values will be convert based on selected Currency in (Column L). 2. If you choose "Partial Conversion" then Column BA (AMOUNT) only will be converted based on selected currency (Column L) and Column BB (TAXES) value (INR) will be added to the converted values.
Note on K803: gepadmin: 1. If you choose "Full Conversion" then Column BA (AMOUNT) and Column BB (TAXES) BOTH values will be convert based on selected Currency in (Column L). 2. If you choose "Partial Conversion" then Column BA (AMOUNT) only will be converted based on selected currency (Column L) and Column BB (TAXES) value (INR) will be added to the converted values.
Note on K804: gepadmin: 1. If you choose "Full Conversion" then Column BA (AMOUNT) and Column BB (TAXES) BOTH values will be convert based on selected Currency in (Column L). 2. If you choose "Partial Conversion" then Column BA (AMOUNT) only will be converted based on selected currency (Column L) and Column BB (TAXES) value (INR) will be added to the converted values.
Note on K806: gepadmin: 1. If you choose "Full Conversion" then Column BA (AMOUNT) and Column BB (TAXES) BOTH values will be convert based on selected Currency in (Column L). 2. If you choose "Partial Conversion" then Column BA (AMOUNT) only will be converted based on selected currency (Column L) and Column BB (TAXES) value (INR) will be added to the converted values.
Note on K807: gepadmin: 1. If you choose "Full Conversion" then Column BA (AMOUNT) and Column BB (TAXES) BOTH values will be convert based on selected Currency in (Column L). 2. If you choose "Partial Conversion" then Column BA (AMOUNT) only will be converted based on selected currency (Column L) and Column BB (TAXES) value (INR) will be added to the converted values.
Note on K808: gepadmin: 1. If you choose "Full Conversion" then Column BA (AMOUNT) and Column BB (TAXES) BOTH values will be convert based on selected Currency in (Column L). 2. If you choose "Partial Conversion" then Column BA (AMOUNT) only will be converted based on selected currency (Column L) and Column BB (TAXES) value (INR) will be added to the converted values.
Note on K809: gepadmin: 1. If you choose "Full Conversion" then Column BA (AMOUNT) and Column BB (TAXES) BOTH values will be convert based on selected Currency in (Column L). 2. If you choose "Partial Conversion" then Column BA (AMOUNT) only will be converted based on selected currency (Column L) and Column BB (TAXES) value (INR) will be added to the converted values.
Note on K811: gepadmin: 1. If you choose "Full Conversion" then Column BA (AMOUNT) and Column BB (TAXES) BOTH values will be convert based on selected Currency in (Column L). 2. If you choose "Partial Conversion" then Column BA (AMOUNT) only will be converted based on selected currency (Column L) and Column BB (TAXES) value (INR) will be added to the converted values.
Note on K812: gepadmin: 1. If you choose "Full Conversion" then Column BA (AMOUNT) and Column BB (TAXES) BOTH values will be convert based on selected Currency in (Column L). 2. If you choose "Partial Conversion" then Column BA (AMOUNT) only will be converted based on selected currency (Column L) and Column BB (TAXES) value (INR) will be added to the converted values.
Note on K814: gepadmin: 1. If you choose "Full Conversion" then Column BA (AMOUNT) and Column BB (TAXES) BOTH values will be convert based on selected Currency in (Column L). 2. If you choose "Partial Conversion" then Column BA (AMOUNT) only will be converted based on selected currency (Column L) and Column BB (TAXES) value (INR) will be added to the converted values.
Note on K816: gepadmin: 1. If you choose "Full Conversion" then Column BA (AMOUNT) and Column BB (TAXES) BOTH values will be convert based on selected Currency in (Column L). 2. If you choose "Partial Conversion" then Column BA (AMOUNT) only will be converted based on selected currency (Column L) and Column BB (TAXES) value (INR) will be added to the converted values.
Note on K817: gepadmin: 1. If you choose "Full Conversion" then Column BA (AMOUNT) and Column BB (TAXES) BOTH values will be convert based on selected Currency in (Column L). 2. If you choose "Partial Conversion" then Column BA (AMOUNT) only will be converted based on selected currency (Column L) and Column BB (TAXES) value (INR) will be added to the converted values.
Note on K818: gepadmin: 1. If you choose "Full Conversion" then Column BA (AMOUNT) and Column BB (TAXES) BOTH values will be convert based on selected Currency in (Column L). 2. If you choose "Partial Conversion" then Column BA (AMOUNT) only will be converted based on selected currency (Column L) and Column BB (TAXES) value (INR) will be added to the converted values.
Note on K819: gepadmin: 1. If you choose "Full Conversion" then Column BA (AMOUNT) and Column BB (TAXES) BOTH values will be convert based on selected Currency in (Column L). 2. If you choose "Partial Conversion" then Column BA (AMOUNT) only will be converted based on selected currency (Column L) and Column BB (TAXES) value (INR) will be added to the converted values.
Note on K822: gepadmin: 1. If you choose "Full Conversion" then Column BA (AMOUNT) and Column BB (TAXES) BOTH values will be convert based on selected Currency in (Column L). 2. If you choose "Partial Conversion" then Column BA (AMOUNT) only will be converted based on selected currency (Column L) and Column BB (TAXES) value (INR) will be added to the converted values.
Note on K824: gepadmin: 1. If you choose "Full Conversion" then Column BA (AMOUNT) and Column BB (TAXES) BOTH values will be convert based on selected Currency in (Column L). 2. If you choose "Partial Conversion" then Column BA (AMOUNT) only will be converted based on selected currency (Column L) and Column BB (TAXES) value (INR) will be added to the converted values.
Note on K825: gepadmin: 1. If you choose "Full Conversion" then Column BA (AMOUNT) and Column BB (TAXES) BOTH values will be convert based on selected Currency in (Column L). 2. If you choose "Partial Conversion" then Column BA (AMOUNT) only will be converted based on selected currency (Column L) and Column BB (TAXES) value (INR) will be added to the converted values.
Note on K827: gepadmin: 1. If you choose "Full Conversion" then Column BA (AMOUNT) and Column BB (TAXES) BOTH values will be convert based on selected Currency in (Column L). 2. If you choose "Partial Conversion" then Column BA (AMOUNT) only will be converted based on selected currency (Column L) and Column BB (TAXES) value (INR) will be added to the converted values.
Note on K829: gepadmin: 1. If you choose "Full Conversion" then Column BA (AMOUNT) and Column BB (TAXES) BOTH values will be convert based on selected Currency in (Column L). 2. If you choose "Partial Conversion" then Column BA (AMOUNT) only will be converted based on selected currency (Column L) and Column BB (TAXES) value (INR) will be added to the converted values.
Note on K830: gepadmin: 1. If you choose "Full Conversion" then Column BA (AMOUNT) and Column BB (TAXES) BOTH values will be convert based on selected Currency in (Column L). 2. If you choose "Partial Conversion" then Column BA (AMOUNT) only will be converted based on selected currency (Column L) and Column BB (TAXES) value (INR) will be added to the converted values.
Note on K832: gepadmin: 1. If you choose "Full Conversion" then Column BA (AMOUNT) and Column BB (TAXES) BOTH values will be convert based on selected Currency in (Column L). 2. If you choose "Partial Conversion" then Column BA (AMOUNT) only will be converted based on selected currency (Column L) and Column BB (TAXES) value (INR) will be added to the converted values.
Note on K833: gepadmin: 1. If you choose "Full Conversion" then Column BA (AMOUNT) and Column BB (TAXES) BOTH values will be convert based on selected Currency in (Column L). 2. If you choose "Partial Conversion" then Column BA (AMOUNT) only will be converted based on selected currency (Column L) and Column BB (TAXES) value (INR) will be added to the converted values.
Note on K835: gepadmin: 1. If you choose "Full Conversion" then Column BA (AMOUNT) and Column BB (TAXES) BOTH values will be convert based on selected Currency in (Column L). 2. If you choose "Partial Conversion" then Column BA (AMOUNT) only will be converted based on selected currency (Column L) and Column BB (TAXES) value (INR) will be added to the converted values.
Note on K836: gepadmin: 1. If you choose "Full Conversion" then Column BA (AMOUNT) and Column BB (TAXES) BOTH values will be convert based on selected Currency in (Column L). 2. If you choose "Partial Conversion" then Column BA (AMOUNT) only will be converted based on selected currency (Column L) and Column BB (TAXES) value (INR) will be added to the converted values.
Note on K837: gepadmin: 1. If you choose "Full Conversion" then Column BA (AMOUNT) and Column BB (TAXES) BOTH values will be convert based on selected Currency in (Column L). 2. If you choose "Partial Conversion" then Column BA (AMOUNT) only will be converted based on selected currency (Column L) and Column BB (TAXES) value (INR) will be added to the converted values.
Note on K838: gepadmin: 1. If you choose "Full Conversion" then Column BA (AMOUNT) and Column BB (TAXES) BOTH values will be convert based on selected Currency in (Column L). 2. If you choose "Partial Conversion" then Column BA (AMOUNT) only will be converted based on selected currency (Column L) and Column BB (TAXES) value (INR) will be added to the converted values.
Note on K839: gepadmin: 1. If you choose "Full Conversion" then Column BA (AMOUNT) and Column BB (TAXES) BOTH values will be convert based on selected Currency in (Column L). 2. If you choose "Partial Conversion" then Column BA (AMOUNT) only will be converted based on selected currency (Column L) and Column BB (TAXES) value (INR) will be added to the converted values.
Note on K840: gepadmin: 1. If you choose "Full Conversion" then Column BA (AMOUNT) and Column BB (TAXES) BOTH values will be convert based on selected Currency in (Column L). 2. If you choose "Partial Conversion" then Column BA (AMOUNT) only will be converted based on selected currency (Column L) and Column BB (TAXES) value (INR) will be added to the converted values.
Note on K841: gepadmin: 1. If you choose "Full Conversion" then Column BA (AMOUNT) and Column BB (TAXES) BOTH values will be convert based on selected Currency in (Column L). 2. If you choose "Partial Conversion" then Column BA (AMOUNT) only will be converted based on selected currency (Column L) and Column BB (TAXES) value (INR) will be added to the converted values.
Note on K842: gepadmin: 1. If you choose "Full Conversion" then Column BA (AMOUNT) and Column BB (TAXES) BOTH values will be convert based on selected Currency in (Column L). 2. If you choose "Partial Conversion" then Column BA (AMOUNT) only will be converted based on selected currency (Column L) and Column BB (TAXES) value (INR) will be added to the converted values.
Note on K843: gepadmin: 1. If you choose "Full Conversion" then Column BA (AMOUNT) and Column BB (TAXES) BOTH values will be convert based on selected Currency in (Column L). 2. If you choose "Partial Conversion" then Column BA (AMOUNT) only will be converted based on selected currency (Column L) and Column BB (TAXES) value (INR) will be added to the converted values.
Note on K844: gepadmin: 1. If you choose "Full Conversion" then Column BA (AMOUNT) and Column BB (TAXES) BOTH values will be convert based on selected Currency in (Column L). 2. If you choose "Partial Conversion" then Column BA (AMOUNT) only will be converted based on selected currency (Column L) and Column BB (TAXES) value (INR) will be added to the converted values.
Note on K845: gepadmin: 1. If you choose "Full Conversion" then Column BA (AMOUNT) and Column BB (TAXES) BOTH values will be convert based on selected Currency in (Column L). 2. If you choose "Partial Conversion" then Column BA (AMOUNT) only will be converted based on selected currency (Column L) and Column BB (TAXES) value (INR) will be added to the converted values.
Note on K846: gepadmin: 1. If you choose "Full Conversion" then Column BA (AMOUNT) and Column BB (TAXES) BOTH values will be convert based on selected Currency in (Column L). 2. If you choose "Partial Conversion" then Column BA (AMOUNT) only will be converted based on selected currency (Column L) and Column BB (TAXES) value (INR) will be added to the converted values.
Note on K847: gepadmin: 1. If you choose "Full Conversion" then Column BA (AMOUNT) and Column BB (TAXES) BOTH values will be convert based on selected Currency in (Column L). 2. If you choose "Partial Conversion" then Column BA (AMOUNT) only will be converted based on selected currency (Column L) and Column BB (TAXES) value (INR) will be added to the converted values.
Note on K848: gepadmin: 1. If you choose "Full Conversion" then Column BA (AMOUNT) and Column BB (TAXES) BOTH values will be convert based on selected Currency in (Column L). 2. If you choose "Partial Conversion" then Column BA (AMOUNT) only will be converted based on selected currency (Column L) and Column BB (TAXES) value (INR) will be added to the converted values.
Note on K849: gepadmin: 1. If you choose "Full Conversion" then Column BA (AMOUNT) and Column BB (TAXES) BOTH values will be convert based on selected Currency in (Column L). 2. If you choose "Partial Conversion" then Column BA (AMOUNT) only will be converted based on selected currency (Column L) and Column BB (TAXES) value (INR) will be added to the converted values.
Note on K850: gepadmin: 1. If you choose "Full Conversion" then Column BA (AMOUNT) and Column BB (TAXES) BOTH values will be convert based on selected Currency in (Column L). 2. If you choose "Partial Conversion" then Column BA (AMOUNT) only will be converted based on selected currency (Column L) and Column BB (TAXES) value (INR) will be added to the converted values.
Note on K851: gepadmin: 1. If you choose "Full Conversion" then Column BA (AMOUNT) and Column BB (TAXES) BOTH values will be convert based on selected Currency in (Column L). 2. If you choose "Partial Conversion" then Column BA (AMOUNT) only will be converted based on selected currency (Column L) and Column BB (TAXES) value (INR) will be added to the converted values.
Note on K852: gepadmin: 1. If you choose "Full Conversion" then Column BA (AMOUNT) and Column BB (TAXES) BOTH values will be convert based on selected Currency in (Column L). 2. If you choose "Partial Conversion" then Column BA (AMOUNT) only will be converted based on selected currency (Column L) and Column BB (TAXES) value (INR) will be added to the converted values.
Note on K853: gepadmin: 1. If you choose "Full Conversion" then Column BA (AMOUNT) and Column BB (TAXES) BOTH values will be convert based on selected Currency in (Column L). 2. If you choose "Partial Conversion" then Column BA (AMOUNT) only will be converted based on selected currency (Column L) and Column BB (TAXES) value (INR) will be added to the converted values.
Note on K854: gepadmin: 1. If you choose "Full Conversion" then Column BA (AMOUNT) and Column BB (TAXES) BOTH values will be convert based on selected Currency in (Column L). 2. If you choose "Partial Conversion" then Column BA (AMOUNT) only will be converted based on selected currency (Column L) and Column BB (TAXES) value (INR) will be added to the converted values.
Note on K855: gepadmin: 1. If you choose "Full Conversion" then Column BA (AMOUNT) and Column BB (TAXES) BOTH values will be convert based on selected Currency in (Column L). 2. If you choose "Partial Conversion" then Column BA (AMOUNT) only will be converted based on selected currency (Column L) and Column BB (TAXES) value (INR) will be added to the converted values.
Note on K856: gepadmin: 1. If you choose "Full Conversion" then Column BA (AMOUNT) and Column BB (TAXES) BOTH values will be convert based on selected Currency in (Column L). 2. If you choose "Partial Conversion" then Column BA (AMOUNT) only will be converted based on selected currency (Column L) and Column BB (TAXES) value (INR) will be added to the converted values.
Note on K857: gepadmin: 1. If you choose "Full Conversion" then Column BA (AMOUNT) and Column BB (TAXES) BOTH values will be convert based on selected Currency in (Column L). 2. If you choose "Partial Conversion" then Column BA (AMOUNT) only will be converted based on selected currency (Column L) and Column BB (TAXES) value (INR) will be added to the converted values.
Note on K858: gepadmin: 1. If you choose "Full Conversion" then Column BA (AMOUNT) and Column BB (TAXES) BOTH values will be convert based on selected Currency in (Column L). 2. If you choose "Partial Conversion" then Column BA (AMOUNT) only will be converted based on selected currency (Column L) and Column BB (TAXES) value (INR) will be added to the converted values.
Note on K859: gepadmin: 1. If you choose "Full Conversion" then Column BA (AMOUNT) and Column BB (TAXES) BOTH values will be convert based on selected Currency in (Column L). 2. If you choose "Partial Conversion" then Column BA (AMOUNT) only will be converted based on selected currency (Column L) and Column BB (TAXES) value (INR) will be added to the converted values.
Note on K860: gepadmin: 1. If you choose "Full Conversion" then Column BA (AMOUNT) and Column BB (TAXES) BOTH values will be convert based on selected Currency in (Column L). 2. If you choose "Partial Conversion" then Column BA (AMOUNT) only will be converted based on selected currency (Column L) and Column BB (TAXES) value (INR) will be added to the converted values.
Note on K861: gepadmin: 1. If you choose "Full Conversion" then Column BA (AMOUNT) and Column BB (TAXES) BOTH values will be convert based on selected Currency in (Column L). 2. If you choose "Partial Conversion" then Column BA (AMOUNT) only will be converted based on selected currency (Column L) and Column BB (TAXES) value (INR) will be added to the converted values.
Note on K862: gepadmin: 1. If you choose "Full Conversion" then Column BA (AMOUNT) and Column BB (TAXES) BOTH values will be convert based on selected Currency in (Column L). 2. If you choose "Partial Conversion" then Column BA (AMOUNT) only will be converted based on selected currency (Column L) and Column BB (TAXES) value (INR) will be added to the converted values.
Note on K863: gepadmin: 1. If you choose "Full Conversion" then Column BA (AMOUNT) and Column BB (TAXES) BOTH values will be convert based on selected Currency in (Column L). 2. If you choose "Partial Conversion" then Column BA (AMOUNT) only will be converted based on selected currency (Column L) and Column BB (TAXES) value (INR) will be added to the converted values.
Note on K864: gepadmin: 1. If you choose "Full Conversion" then Column BA (AMOUNT) and Column BB (TAXES) BOTH values will be convert based on selected Currency in (Column L). 2. If you choose "Partial Conversion" then Column BA (AMOUNT) only will be converted based on selected currency (Column L) and Column BB (TAXES) value (INR) will be added to the converted values.
Note on K865: gepadmin: 1. If you choose "Full Conversion" then Column BA (AMOUNT) and Column BB (TAXES) BOTH values will be convert based on selected Currency in (Column L). 2. If you choose "Partial Conversion" then Column BA (AMOUNT) only will be converted based on selected currency (Column L) and Column BB (TAXES) value (INR) will be added to the converted values.
Note on K866: gepadmin: 1. If you choose "Full Conversion" then Column BA (AMOUNT) and Column BB (TAXES) BOTH values will be convert based on selected Currency in (Column L). 2. If you choose "Partial Conversion" then Column BA (AMOUNT) only will be converted based on selected currency (Column L) and Column BB (TAXES) value (INR) will be added to the converted values.
Note on K867: gepadmin: 1. If you choose "Full Conversion" then Column BA (AMOUNT) and Column BB (TAXES) BOTH values will be convert based on selected Currency in (Column L). 2. If you choose "Partial Conversion" then Column BA (AMOUNT) only will be converted based on selected currency (Column L) and Column BB (TAXES) value (INR) will be added to the converted values.
Note on K868: gepadmin: 1. If you choose "Full Conversion" then Column BA (AMOUNT) and Column BB (TAXES) BOTH values will be convert based on selected Currency in (Column L). 2. If you choose "Partial Conversion" then Column BA (AMOUNT) only will be converted based on selected currency (Column L) and Column BB (TAXES) value (INR) will be added to the converted values.
Note on K869: gepadmin: 1. If you choose "Full Conversion" then Column BA (AMOUNT) and Column BB (TAXES) BOTH values will be convert based on selected Currency in (Column L). 2. If you choose "Partial Conversion" then Column BA (AMOUNT) only will be converted based on selected currency (Column L) and Column BB (TAXES) value (INR) will be added to the converted values.
Note on K870: gepadmin: 1. If you choose "Full Conversion" then Column BA (AMOUNT) and Column BB (TAXES) BOTH values will be convert based on selected Currency in (Column L). 2. If you choose "Partial Conversion" then Column BA (AMOUNT) only will be converted based on selected currency (Column L) and Column BB (TAXES) value (INR) will be added to the converted values.
Note on K871: gepadmin: 1. If you choose "Full Conversion" then Column BA (AMOUNT) and Column BB (TAXES) BOTH values will be convert based on selected Currency in (Column L). 2. If you choose "Partial Conversion" then Column BA (AMOUNT) only will be converted based on selected currency (Column L) and Column BB (TAXES) value (INR) will be added to the converted values.
Note on K872: gepadmin: 1. If you choose "Full Conversion" then Column BA (AMOUNT) and Column BB (TAXES) BOTH values will be convert based on selected Currency in (Column L). 2. If you choose "Partial Conversion" then Column BA (AMOUNT) only will be converted based on selected currency (Column L) and Column BB (TAXES) value (INR) will be added to the converted values.
Note on K873: gepadmin: 1. If you choose "Full Conversion" then Column BA (AMOUNT) and Column BB (TAXES) BOTH values will be convert based on selected Currency in (Column L). 2. If you choose "Partial Conversion" then Column BA (AMOUNT) only will be converted based on selected currency (Column L) and Column BB (TAXES) value (INR) will be added to the converted values.
Note on K874: gepadmin: 1. If you choose "Full Conversion" then Column BA (AMOUNT) and Column BB (TAXES) BOTH values will be convert based on selected Currency in (Column L). 2. If you choose "Partial Conversion" then Column BA (AMOUNT) only will be converted based on selected currency (Column L) and Column BB (TAXES) value (INR) will be added to the converted values.
Note on K875: gepadmin: 1. If you choose "Full Conversion" then Column BA (AMOUNT) and Column BB (TAXES) BOTH values will be convert based on selected Currency in (Column L). 2. If you choose "Partial Conversion" then Column BA (AMOUNT) only will be converted based on selected currency (Column L) and Column BB (TAXES) value (INR) will be added to the converted values.
Note on K876: gepadmin: 1. If you choose "Full Conversion" then Column BA (AMOUNT) and Column BB (TAXES) BOTH values will be convert based on selected Currency in (Column L). 2. If you choose "Partial Conversion" then Column BA (AMOUNT) only will be converted based on selected currency (Column L) and Column BB (TAXES) value (INR) will be added to the converted values.
Note on K877: gepadmin: 1. If you choose "Full Conversion" then Column BA (AMOUNT) and Column BB (TAXES) BOTH values will be convert based on selected Currency in (Column L). 2. If you choose "Partial Conversion" then Column BA (AMOUNT) only will be converted based on selected currency (Column L) and Column BB (TAXES) value (INR) will be added to the converted values.
Note on K878: gepadmin: 1. If you choose "Full Conversion" then Column BA (AMOUNT) and Column BB (TAXES) BOTH values will be convert based on selected Currency in (Column L). 2. If you choose "Partial Conversion" then Column BA (AMOUNT) only will be converted based on selected currency (Column L) and Column BB (TAXES) value (INR) will be added to the converted values.
Note on K879: gepadmin: 1. If you choose "Full Conversion" then Column BA (AMOUNT) and Column BB (TAXES) BOTH values will be convert based on selected Currency in (Column L). 2. If you choose "Partial Conversion" then Column BA (AMOUNT) only will be converted based on selected currency (Column L) and Column BB (TAXES) value (INR) will be added to the converted values.
Note on K880: gepadmin: 1. If you choose "Full Conversion" then Column BA (AMOUNT) and Column BB (TAXES) BOTH values will be convert based on selected Currency in (Column L). 2. If you choose "Partial Conversion" then Column BA (AMOUNT) only will be converted based on selected currency (Column L) and Column BB (TAXES) value (INR) will be added to the converted values.
Note on K881: gepadmin: 1. If you choose "Full Conversion" then Column BA (AMOUNT) and Column BB (TAXES) BOTH values will be convert based on selected Currency in (Column L). 2. If you choose "Partial Conversion" then Column BA (AMOUNT) only will be converted based on selected currency (Column L) and Column BB (TAXES) value (INR) will be added to the converted values.
Note on K882: gepadmin: 1. If you choose "Full Conversion" then Column BA (AMOUNT) and Column BB (TAXES) BOTH values will be convert based on selected Currency in (Column L). 2. If you choose "Partial Conversion" then Column BA (AMOUNT) only will be converted based on selected currency (Column L) and Column BB (TAXES) value (INR) will be added to the converted values.
Note on K883: gepadmin: 1. If you choose "Full Conversion" then Column BA (AMOUNT) and Column BB (TAXES) BOTH values will be convert based on selected Currency in (Column L). 2. If you choose "Partial Conversion" then Column BA (AMOUNT) only will be converted based on selected currency (Column L) and Column BB (TAXES) value (INR) will be added to the converted values.
Note on K884: gepadmin: 1. If you choose "Full Conversion" then Column BA (AMOUNT) and Column BB (TAXES) BOTH values will be convert based on selected Currency in (Column L). 2. If you choose "Partial Conversion" then Column BA (AMOUNT) only will be converted based on selected currency (Column L) and Column BB (TAXES) value (INR) will be added to the converted values.
Note on K885: gepadmin: 1. If you choose "Full Conversion" then Column BA (AMOUNT) and Column BB (TAXES) BOTH values will be convert based on selected Currency in (Column L). 2. If you choose "Partial Conversion" then Column BA (AMOUNT) only will be converted based on selected currency (Column L) and Column BB (TAXES) value (INR) will be added to the converted values.
Note on K886: gepadmin: 1. If you choose "Full Conversion" then Column BA (AMOUNT) and Column BB (TAXES) BOTH values will be convert based on selected Currency in (Column L). 2. If you choose "Partial Conversion" then Column BA (AMOUNT) only will be converted based on selected currency (Column L) and Column BB (TAXES) value (INR) will be added to the converted values.
Note on K887: gepadmin: 1. If you choose "Full Conversion" then Column BA (AMOUNT) and Column BB (TAXES) BOTH values will be convert based on selected Currency in (Column L). 2. If you choose "Partial Conversion" then Column BA (AMOUNT) only will be converted based on selected currency (Column L) and Column BB (TAXES) value (INR) will be added to the converted values.
Note on K888: gepadmin: 1. If you choose "Full Conversion" then Column BA (AMOUNT) and Column BB (TAXES) BOTH values will be convert based on selected Currency in (Column L). 2. If you choose "Partial Conversion" then Column BA (AMOUNT) only will be converted based on selected currency (Column L) and Column BB (TAXES) value (INR) will be added to the converted values.
Note on K889: gepadmin: 1. If you choose "Full Conversion" then Column BA (AMOUNT) and Column BB (TAXES) BOTH values will be convert based on selected Currency in (Column L). 2. If you choose "Partial Conversion" then Column BA (AMOUNT) only will be converted based on selected currency (Column L) and Column BB (TAXES) value (INR) will be added to the converted values.
Note on K890: gepadmin: 1. If you choose "Full Conversion" then Column BA (AMOUNT) and Column BB (TAXES) BOTH values will be convert based on selected Currency in (Column L). 2. If you choose "Partial Conversion" then Column BA (AMOUNT) only will be converted based on selected currency (Column L) and Column BB (TAXES) value (INR) will be added to the converted values.
Note on K891: gepadmin: 1. If you choose "Full Conversion" then Column BA (AMOUNT) and Column BB (TAXES) BOTH values will be convert based on selected Currency in (Column L). 2. If you choose "Partial Conversion" then Column BA (AMOUNT) only will be converted based on selected currency (Column L) and Column BB (TAXES) value (INR) will be added to the converted values.
Note on K892: gepadmin: 1. If you choose "Full Conversion" then Column BA (AMOUNT) and Column BB (TAXES) BOTH values will be convert based on selected Currency in (Column L). 2. If you choose "Partial Conversion" then Column BA (AMOUNT) only will be converted based on selected currency (Column L) and Column BB (TAXES) value (INR) will be added to the converted values.
Note on K893: gepadmin: 1. If you choose "Full Conversion" then Column BA (AMOUNT) and Column BB (TAXES) BOTH values will be convert based on selected Currency in (Column L). 2. If you choose "Partial Conversion" then Column BA (AMOUNT) only will be converted based on selected currency (Column L) and Column BB (TAXES) value (INR) will be added to the converted values.
Note on K894: gepadmin: 1. If you choose "Full Conversion" then Column BA (AMOUNT) and Column BB (TAXES) BOTH values will be convert based on selected Currency in (Column L). 2. If you choose "Partial Conversion" then Column BA (AMOUNT) only will be converted based on selected currency (Column L) and Column BB (TAXES) value (INR) will be added to the converted values.
Note on K895: gepadmin: 1. If you choose "Full Conversion" then Column BA (AMOUNT) and Column BB (TAXES) BOTH values will be convert based on selected Currency in (Column L). 2. If you choose "Partial Conversion" then Column BA (AMOUNT) only will be converted based on selected currency (Column L) and Column BB (TAXES) value (INR) will be added to the converted values.
Note on K896: gepadmin: 1. If you choose "Full Conversion" then Column BA (AMOUNT) and Column BB (TAXES) BOTH values will be convert based on selected Currency in (Column L). 2. If you choose "Partial Conversion" then Column BA (AMOUNT) only will be converted based on selected currency (Column L) and Column BB (TAXES) value (INR) will be added to the converted values.
Note on K897: gepadmin: 1. If you choose "Full Conversion" then Column BA (AMOUNT) and Column BB (TAXES) BOTH values will be convert based on selected Currency in (Column L). 2. If you choose "Partial Conversion" then Column BA (AMOUNT) only will be converted based on selected currency (Column L) and Column BB (TAXES) value (INR) will be added to the converted values.
Note on K898: gepadmin: 1. If you choose "Full Conversion" then Column BA (AMOUNT) and Column BB (TAXES) BOTH values will be convert based on selected Currency in (Column L). 2. If you choose "Partial Conversion" then Column BA (AMOUNT) only will be converted based on selected currency (Column L) and Column BB (TAXES) value (INR) will be added to the converted values.
Note on K899: gepadmin: 1. If you choose "Full Conversion" then Column BA (AMOUNT) and Column BB (TAXES) BOTH values will be convert based on selected Currency in (Column L). 2. If you choose "Partial Conversion" then Column BA (AMOUNT) only will be converted based on selected currency (Column L) and Column BB (TAXES) value (INR) will be added to the converted values.
Note on K900: gepadmin: 1. If you choose "Full Conversion" then Column BA (AMOUNT) and Column BB (TAXES) BOTH values will be convert based on selected Currency in (Column L). 2. If you choose "Partial Conversion" then Column BA (AMOUNT) only will be converted based on selected currency (Column L) and Column BB (TAXES) value (INR) will be added to the converted values.
Note on K901: gepadmin: 1. If you choose "Full Conversion" then Column BA (AMOUNT) and Column BB (TAXES) BOTH values will be convert based on selected Currency in (Column L). 2. If you choose "Partial Conversion" then Column BA (AMOUNT) only will be converted based on selected currency (Column L) and Column BB (TAXES) value (INR) will be added to the converted values.
Note on K902: gepadmin: 1. If you choose "Full Conversion" then Column BA (AMOUNT) and Column BB (TAXES) BOTH values will be convert based on selected Currency in (Column L). 2. If you choose "Partial Conversion" then Column BA (AMOUNT) only will be converted based on selected currency (Column L) and Column BB (TAXES) value (INR) will be added to the converted values.
Note on K903: gepadmin: 1. If you choose "Full Conversion" then Column BA (AMOUNT) and Column BB (TAXES) BOTH values will be convert based on selected Currency in (Column L). 2. If you choose "Partial Conversion" then Column BA (AMOUNT) only will be converted based on selected currency (Column L) and Column BB (TAXES) value (INR) will be added to the converted values.
Note on K904: gepadmin: 1. If you choose "Full Conversion" then Column BA (AMOUNT) and Column BB (TAXES) BOTH values will be convert based on selected Currency in (Column L). 2. If you choose "Partial Conversion" then Column BA (AMOUNT) only will be converted based on selected currency (Column L) and Column BB (TAXES) value (INR) will be added to the converted values.
Note on K905: gepadmin: 1. If you choose "Full Conversion" then Column BA (AMOUNT) and Column BB (TAXES) BOTH values will be convert based on selected Currency in (Column L). 2. If you choose "Partial Conversion" then Column BA (AMOUNT) only will be converted based on selected currency (Column L) and Column BB (TAXES) value (INR) will be added to the converted values.
Note on K906: gepadmin: 1. If you choose "Full Conversion" then Column BA (AMOUNT) and Column BB (TAXES) BOTH values will be convert based on selected Currency in (Column L). 2. If you choose "Partial Conversion" then Column BA (AMOUNT) only will be converted based on selected currency (Column L) and Column BB (TAXES) value (INR) will be added to the converted values.
Validate
Print
Help

## Macros
Please Enable Macros to View BoQ information